## Instructions
Turbine Performance Tab
Follow the directions on the Turbine Performance tab to generate the performance curve for the proposed turbine.
Savings Analysis Spreadsheet Options
The user must provide historical data representing steam availability and electrical demand. Hourly data results in the most accurate projection of the available generation and thus is preferred. It is recognized that hourly historical data will not be available in all cases, and daily or even monthly average values may be used in lieu of hourly data. Tabs are provided for analysis using either hourly, daily or monthly historical data. The review team will de-rate the projected level of savings for cases where the level of detail is not sufficient to produce precise results.
Yellow cells require information from the applicant, green cells are calculated automatically based on the data input by the applicant.

## Turbine Performance
Enter the rated output power (kWe) at given steam flows (KPPH) per manufacturer performance data for proposed operating conditions
The resulting polynomial equation will appear on the chart in the form of y= a*x^2 + b*x + c. Please enter the coeffcient values for a, b, and c below
in cells D6:D8. Be sure to include the correct sign (+ or -) for each coefficienct.
| a | -0.5396
| b | 48.784
| c | -555.74
Turbine Performance
Steam Flow (KPPH) | Output Power (kWe) |  | known y | known x
40.5 | 549 |  | 549 | 40.5
38.2 | 504 |  | 504 | 38.2
35 | 503.1 |  | 503.1 | 35
33 | 450 |  | 450 | 33
31.85 | 460 |  | 460 | 31.85
29.33 | 382.5 |  | 382.5 | 29.33
25.5 | 359.1 |  | 359.1 | 25.5
24 | 315 |  | 315 | 24
22.5 | 270 |  | 270 | 22.5
21 | 225 |  | 225 | 21
19 | 180 |  | 180 | 19
16 | 90 |  | 90 | 16
15 | 45 |  | 45 | 15
|  |  | a | FALSE
|  |  | b | FALSE
|  |  | c | FALSE
Equation: y = (a * x^2) + (b * x ^1) + c
a: =INDEX(LINEST(y,x^{1,2}),1)
b: =INDEX(LINEST(y,x^{1,2}),1,2)
c:=INDEX(LINEST(y,x^{1,2}),1,3)

## Hourly Average Analysis
Back Pressure Turbine Analysis Using Hourly Steam and KW Load Data
Total kWh Generation for Facility |  |  |  | 10487.82 | kWh / Year
Day | Hour | Steam Available for Turbine - PPH | Hourly Facility Electrical Demand - kW | Converted to kPPH | kW From Turbine | Turbine Output Used at Facility - kW
1 | 1 | 40500 | 350 | 40.5 | 534.9331 | 350
1 | 2 | 40500 | 350 | 40.5 | 534.9331 | 350
1 | 3 | 40500 | 350 | 40.5 | 534.9331 | 350
1 | 4 | 40500 | 425 | 40.5 | 534.9331 | 425
1 | 5 | 30000 | 450 | 30 | 422.14 | 422.14
1 | 6 | 30000 | 550 | 30 | 422.14 | 422.14
1 | 7 | 30000 | 610 | 30 | 422.14 | 422.14
1 | 8 | 30000 | 550 | 30 | 422.14 | 422.14
1 | 9 | 30000 | 525 | 30 | 422.14 | 422.14
1 | 10 | 30000 | 475 | 30 | 422.14 | 422.14
1 | 11 | 30000 | 450 | 30 | 422.14 | 422.14
1 | 12 | 30000 | 350 | 30 | 422.14 | 350
1 | 13 | 30000 | 500 | 30 | 422.14 | 422.14
1 | 14 | 30000 | 550 | 30 | 422.14 | 422.14
1 | 15 | 30000 | 600 | 30 | 422.14 | 422.14
1 | 16 | 30000 | 575 | 30 | 422.14 | 422.14
1 | 17 | 30000 | 550 | 30 | 422.14 | 422.14
1 | 18 | 30000 | 475 | 30 | 422.14 | 422.14
1 | 19 | 30000 | 375 | 30 | 422.14 | 375
1 | 20 | 30000 | 350 | 30 | 422.14 | 350
1 | 21 | 40500 | 350 | 40.5 | 534.9331 | 350
1 | 22 | 40500 | 350 | 40.5 | 534.9331 | 350
1 | 23 | 40500 | 350 | 40.5 | 534.9331 | 350
1 | 24 | 40500 | 350 | 40.5 | 534.9331 | 350
2 | 1 | 40500 | 350 | 40.5 | 534.9331 | 350
2 | 2 | 40500 | 350 | 40.5 | 534.9331 | 350
2 | 3 | 40500 | 350 | 40.5 | 534.9331 | 350
2 | 4 |  |  | 0 |  | 0
2 | 5 |  |  | 0 |  | 0
2 | 6 |  |  | 0 |  | 0
2 | 7 |  |  | 0 |  | 0
2 | 8 |  |  | 0 |  | 0
2 | 9 |  |  | 0 |  | 0
2 | 10 |  |  | 0 |  | 0
2 | 11 |  |  | 0 |  | 0
2 | 12 |  |  | 0 |  | 0
2 | 13 |  |  | 0 |  | 0
2 | 14 |  |  | 0 |  | 0
2 | 15 |  |  | 0 |  | 0
2 | 16 |  |  | 0 |  | 0
2 | 17 |  |  | 0 |  | 0
2 | 18 |  |  | 0 |  | 0
2 | 19 |  |  | 0 |  | 0
2 | 20 |  |  | 0 |  | 0
2 | 21 |  |  | 0 |  | 0
2 | 22 |  |  | 0 |  | 0
2 | 23 |  |  | 0 |  | 0
2 | 24 |  |  | 0 |  | 0
3 | 1 |  |  | 0 |  | 0
3 | 2 |  |  | 0 |  | 0
3 | 3 |  |  | 0 |  | 0
3 | 4 |  |  | 0 |  | 0
3 | 5 |  |  | 0 |  | 0
3 | 6 |  |  | 0 |  | 0
3 | 7 |  |  | 0 |  | 0
3 | 8 |  |  | 0 |  | 0
3 | 9 |  |  | 0 |  | 0
3 | 10 |  |  | 0 |  | 0
3 | 11 |  |  | 0 |  | 0
3 | 12 |  |  | 0 |  | 0
3 | 13 |  |  | 0 |  | 0
3 | 14 |  |  | 0 |  | 0
3 | 15 |  |  | 0 |  | 0
3 | 16 |  |  | 0 |  | 0
3 | 17 |  |  | 0 |  | 0
3 | 18 |  |  | 0 |  | 0
3 | 19 |  |  | 0 |  | 0
3 | 20 |  |  | 0 |  | 0
3 | 21 |  |  | 0 |  | 0
3 | 22 |  |  | 0 |  | 0
3 | 23 |  |  | 0 |  | 0
3 | 24 |  |  | 0 |  | 0
4 | 1 |  |  | 0 |  | 0
4 | 2 |  |  | 0 |  | 0
4 | 3 |  |  | 0 |  | 0
4 | 4 |  |  | 0 |  | 0
4 | 5 |  |  | 0 |  | 0
4 | 6 |  |  | 0 |  | 0
4 | 7 |  |  | 0 |  | 0
4 | 8 |  |  | 0 |  | 0
4 | 9 |  |  | 0 |  | 0
4 | 10 |  |  | 0 |  | 0
4 | 11 |  |  | 0 |  | 0
4 | 12 |  |  | 0 |  | 0
4 | 13 |  |  | 0 |  | 0
4 | 14 |  |  | 0 |  | 0
4 | 15 |  |  | 0 |  | 0
4 | 16 |  |  | 0 |  | 0
4 | 17 |  |  | 0 |  | 0
4 | 18 |  |  | 0 |  | 0
4 | 19 |  |  | 0 |  | 0
4 | 20 |  |  | 0 |  | 0
4 | 21 |  |  | 0 |  | 0
4 | 22 |  |  | 0 |  | 0
4 | 23 |  |  | 0 |  | 0
4 | 24 |  |  | 0 |  | 0
5 | 1 |  |  | 0 |  | 0
5 | 2 |  |  | 0 |  | 0
5 | 3 |  |  | 0 |  | 0
5 | 4 |  |  | 0 |  | 0
5 | 5 |  |  | 0 |  | 0
5 | 6 |  |  | 0 |  | 0
5 | 7 |  |  | 0 |  | 0
5 | 8 |  |  | 0 |  | 0
5 | 9 |  |  | 0 |  | 0
5 | 10 |  |  | 0 |  | 0
5 | 11 |  |  | 0 |  | 0
5 | 12 |  |  | 0 |  | 0
5 | 13 |  |  | 0 |  | 0
5 | 14 |  |  | 0 |  | 0
5 | 15 |  |  | 0 |  | 0
5 | 16 |  |  | 0 |  | 0
5 | 17 |  |  | 0 |  | 0
5 | 18 |  |  | 0 |  | 0
5 | 19 |  |  | 0 |  | 0
5 | 20 |  |  | 0 |  | 0
5 | 21 |  |  | 0 |  | 0
|  |  |  | 0 |  | 0
|  |  |  | 0 |  | 0
|  |  |  | 0 |  | 0
|  |  |  | 0 |  | 0
|  |  |  | 0 |  | 0
|  |  |  | 0 |  | 0
|  |  |  | 0 |  | 0
|  |  |  | 0 |  | 0
|  |  |  | 0 |  | 0
|  |  |  | 0 |  | 0
|  |  |  | 0 |  | 0
|  |  |  | 0 |  | 0
|  |  |  | 0 |  | 0
|  |  |  | 0 |  | 0
|  |  |  | 0 |  | 0
|  |  |  | 0 |  | 0
|  |  |  | 0 |  | 0
|  |  |  | 0 |  | 0
|  |  |  | 0 |  | 0
|  |  |  | 0 |  | 0
|  |  |  | 0 |  | 0
|  |  |  | 0 |  | 0
|  |  |  | 0 |  | 0
|  |  |  | 0 |  | 0
|  |  |  | 0 |  | 0
|  |  |  | 0 |  | 0
|  |  |  | 0 |  | 0
|  |  |  | 0 |  | 0
|  |  |  | 0 |  | 0
|  |  |  | 0 |  | 0
|  |  |  | 0 |  | 0
|  |  |  | 0 |  | 0
|  |  |  | 0 |  | 0
|  |  |  | 0 |  | 0
|  |  |  | 0 |  | 0
|  |  |  | 0 |  | 0
|  |  |  | 0 |  | 0
|  |  |  | 0 |  | 0
|  |  |  | 0 |  | 0
|  |  |  | 0 |  | 0
|  |  |  | 0 |  | 0
|  |  |  | 0 |  | 0
|  |  |  | 0 |  | 0
|  |  |  | 0 |  | 0
|  |  |  | 0 |  | 0
|  |  |  | 0 |  | 0
|  |  |  | 0 |  | 0
|  |  |  | 0 |  | 0
|  |  |  | 0 |  | 0
|  |  |  | 0 |  | 0
|  |  |  | 0 |  | 0
|  |  |  | 0 |  | 0
|  |  |  | 0 |  | 0
|  |  |  | 0 |  | 0
|  |  |  | 0 |  | 0
|  |  |  | 0 |  | 0
|  |  |  | 0 |  | 0
|  |  |  | 0 |  | 0
|  |  |  | 0 |  | 0
|  |  |  | 0 |  | 0
|  |  |  | 0 |  | 0
|  |  |  | 0 |  | 0
|  |  |  | 0 |  | 0
|  |  |  | 0 |  | 0
|  |  |  | 0 |  | 0
|  |  |  | 0 |  | 0
|  |  |  | 0 |  | 0
|  |  |  | 0 |  | 0
|  |  |  | 0 |  | 0
|  |  |  | 0 |  | 0
|  |  |  | 0 |  | 0
|  |  |  | 0 |  | 0
|  |  |  | 0 |  | 0
|  |  |  | 0 |  | 0
|  |  |  | 0 |  | 0
|  |  |  | 0 |  | 0
|  |  |  | 0 |  | 0
|  |  |  | 0 |  | 0
|  |  |  | 0 |  | 0
|  |  |  | 0 |  | 0
|  |  |  | 0 |  | 0
|  |  |  | 0 |  | 0
|  |  |  | 0 |  | 0
|  |  |  | 0 |  | 0
|  |  |  | 0 |  | 0
|  |  |  | 0 |  | 0
|  |  |  | 0 |  | 0
|  |  |  | 0 |  | 0
|  |  |  | 0 |  | 0
|  |  |  | 0 |  | 0
|  |  |  | 0 |  | 0
|  |  |  | 0 |  | 0
|  |  |  | 0 |  | 0
|  |  |  | 0 |  | 0
|  |  |  | 0 |  | 0
|  |  |  | 0 |  | 0
|  |  |  | 0 |  | 0
|  |  |  | 0 |  | 0
|  |  |  | 0 |  | 0
|  |  |  | 0 |  | 0
|  |  |  | 0 |  | 0
|  |  |  | 0 |  | 0
|  |  |  | 0 |  | 0
|  |  |  | 0 |  | 0
|  |  |  | 0 |  | 0
|  |  |  | 0 |  | 0
|  |  |  | 0 |  | 0
|  |  |  | 0 |  | 0
|  |  |  | 0 |  | 0
|  |  |  | 0 |  | 0
|  |  |  | 0 |  | 0
|  |  |  | 0 |  | 0
|  |  |  | 0 |  | 0
|  |  |  | 0 |  | 0
|  |  |  | 0 |  | 0
|  |  |  | 0 |  | 0
|  |  |  | 0 |  | 0
|  |  |  | 0 |  | 0
|  |  |  | 0 |  | 0
|  |  |  | 0 |  | 0
|  |  |  | 0 |  | 0
|  |  |  | 0 |  | 0
|  |  |  | 0 |  | 0
|  |  |  | 0 |  | 0
|  |  |  | 0 |  | 0
|  |  |  | 0 |  | 0
|  |  |  | 0 |  | 0
|  |  |  | 0 |  | 0
|  |  |  | 0 |  | 0
|  |  |  | 0 |  | 0
|  |  |  | 0 |  | 0
|  |  |  | 0 |  | 0
|  |  |  | 0 |  | 0
|  |  |  | 0 |  | 0
|  |  |  | 0 |  | 0
|  |  |  | 0 |  | 0
|  |  |  | 0 |  | 0
|  |  |  | 0 |  | 0
|  |  |  | 0 |  | 0
|  |  |  | 0 |  | 0
|  |  |  | 0 |  | 0
|  |  |  | 0 |  | 0
|  |  |  | 0 |  | 0
|  |  |  | 0 |  | 0
|  |  |  | 0 |  | 0
|  |  |  | 0 |  | 0
|  |  |  | 0 |  | 0
|  |  |  | 0 |  | 0
|  |  |  | 0 |  | 0
|  |  |  | 0 |  | 0
|  |  |  | 0 |  | 0
|  |  |  | 0 |  | 0
|  |  |  | 0 |  | 0
|  |  |  | 0 |  | 0
|  |  |  | 0 |  | 0
|  |  |  | 0 |  | 0
|  |  |  | 0 |  | 0
|  |  |  | 0 |  | 0
|  |  |  | 0 |  | 0
|  |  |  | 0 |  | 0
|  |  |  | 0 |  | 0
|  |  |  | 0 |  | 0
|  |  |  | 0 |  | 0
|  |  |  | 0 |  | 0
|  |  |  | 0 |  | 0
|  |  |  | 0 |  | 0
|  |  |  | 0 |  | 0
|  |  |  | 0 |  | 0
|  |  |  | 0 |  | 0
|  |  |  | 0 |  | 0
|  |  |  | 0 |  | 0
|  |  |  | 0 |  | 0
|  |  |  | 0 |  | 0
|  |  |  | 0 |  | 0
|  |  |  | 0 |  | 0
|  |  |  | 0 |  | 0
|  |  |  | 0 |  | 0
|  |  |  | 0 |  | 0
|  |  |  | 0 |  | 0
|  |  |  | 0 |  | 0
|  |  |  | 0 |  | 0
|  |  |  | 0 |  | 0
|  |  |  | 0 |  | 0
|  |  |  | 0 |  | 0
|  |  |  | 0 |  | 0
|  |  |  | 0 |  | 0
|  |  |  | 0 |  | 0
|  |  |  | 0 |  | 0
|  |  |  | 0 |  | 0
|  |  |  | 0 |  | 0
|  |  |  | 0 |  | 0
|  |  |  | 0 |  | 0
|  |  |  | 0 |  | 0
|  |  |  | 0 |  | 0
|  |  |  | 0 |  | 0
|  |  |  | 0 |  | 0
|  |  |  | 0 |  | 0
|  |  |  | 0 |  | 0
|  |  |  | 0 |  | 0
|  |  |  | 0 |  | 0
|  |  |  | 0 |  | 0
|  |  |  | 0 |  | 0
|  |  |  | 0 |  | 0
|  |  |  | 0 |  | 0
|  |  |  | 0 |  | 0
|  |  |  | 0 |  | 0
|  |  |  | 0 |  | 0
|  |  |  | 0 |  | 0
|  |  |  | 0 |  | 0
|  |  |  | 0 |  | 0
|  |  |  | 0 |  | 0
|  |  |  | 0 |  | 0
|  |  |  | 0 |  | 0
|  |  |  | 0 |  | 0
|  |  |  | 0 |  | 0
|  |  |  | 0 |  | 0
|  |  |  | 0 |  | 0
|  |  |  | 0 |  | 0
|  |  |  | 0 |  | 0
|  |  |  | 0 |  | 0
|  |  |  | 0 |  | 0
|  |  |  | 0 |  | 0
|  |  |  | 0 |  | 0
|  |  |  | 0 |  | 0
|  |  |  | 0 |  | 0
|  |  |  | 0 |  | 0
|  |  |  | 0 |  | 0
|  |  |  | 0 |  | 0
|  |  |  | 0 |  | 0
|  |  |  | 0 |  | 0
|  |  |  | 0 |  | 0
|  |  |  | 0 |  | 0
|  |  |  | 0 |  | 0
|  |  |  | 0 |  | 0
|  |  |  | 0 |  | 0
|  |  |  | 0 |  | 0
|  |  |  | 0 |  | 0
|  |  |  | 0 |  | 0
|  |  |  | 0 |  | 0
|  |  |  | 0 |  | 0
|  |  |  | 0 |  | 0
|  |  |  | 0 |  | 0
|  |  |  | 0 |  | 0
|  |  |  | 0 |  | 0
|  |  |  | 0 |  | 0
|  |  |  | 0 |  | 0
|  |  |  | 0 |  | 0
|  |  |  | 0 |  | 0
|  |  |  | 0 |  | 0
|  |  |  | 0 |  | 0
|  |  |  | 0 |  | 0
|  |  |  | 0 |  | 0
|  |  |  | 0 |  | 0
|  |  |  | 0 |  | 0
|  |  |  | 0 |  | 0
|  |  |  | 0 |  | 0
|  |  |  | 0 |  | 0
|  |  |  | 0 |  | 0
|  |  |  | 0 |  | 0
|  |  |  | 0 |  | 0
|  |  |  | 0 |  | 0
|  |  |  | 0 |  | 0
|  |  |  | 0 |  | 0
|  |  |  | 0 |  | 0
|  |  |  | 0 |  | 0
|  |  |  | 0 |  | 0
|  |  |  | 0 |  | 0
|  |  |  | 0 |  | 0
|  |  |  | 0 |  | 0
|  |  |  | 0 |  | 0
|  |  |  | 0 |  | 0
|  |  |  | 0 |  | 0
|  |  |  | 0 |  | 0
|  |  |  | 0 |  | 0
|  |  |  | 0 |  | 0
|  |  |  | 0 |  | 0
|  |  |  | 0 |  | 0
|  |  |  | 0 |  | 0
|  |  |  | 0 |  | 0
|  |  |  | 0 |  | 0
|  |  |  | 0 |  | 0
|  |  |  | 0 |  | 0
|  |  |  | 0 |  | 0
|  |  |  | 0 |  | 0
|  |  |  | 0 |  | 0
|  |  |  | 0 |  | 0
|  |  |  | 0 |  | 0
|  |  |  | 0 |  | 0
|  |  |  | 0 |  | 0
|  |  |  | 0 |  | 0
|  |  |  | 0 |  | 0
|  |  |  | 0 |  | 0
|  |  |  | 0 |  | 0
|  |  |  | 0 |  | 0
|  |  |  | 0 |  | 0
|  |  |  | 0 |  | 0
|  |  |  | 0 |  | 0
|  |  |  | 0 |  | 0
|  |  |  | 0 |  | 0
|  |  |  | 0 |  | 0
|  |  |  | 0 |  | 0
|  |  |  | 0 |  | 0
|  |  |  | 0 |  | 0
|  |  |  | 0 |  | 0
|  |  |  | 0 |  | 0
|  |  |  | 0 |  | 0
|  |  |  | 0 |  | 0
|  |  |  | 0 |  | 0
|  |  |  | 0 |  | 0
|  |  |  | 0 |  | 0
|  |  |  | 0 |  | 0
|  |  |  | 0 |  | 0
|  |  |  | 0 |  | 0
|  |  |  | 0 |  | 0
|  |  |  | 0 |  | 0
|  |  |  | 0 |  | 0
|  |  |  | 0 |  | 0
|  |  |  | 0 |  | 0
|  |  |  | 0 |  | 0
|  |  |  | 0 |  | 0
|  |  |  | 0 |  | 0
|  |  |  | 0 |  | 0
|  |  |  | 0 |  | 0
|  |  |  | 0 |  | 0
|  |  |  | 0 |  | 0
|  |  |  | 0 |  | 0
|  |  |  | 0 |  | 0
|  |  |  | 0 |  | 0
|  |  |  | 0 |  | 0
|  |  |  | 0 |  | 0
|  |  |  | 0 |  | 0
|  |  |  | 0 |  | 0
|  |  |  | 0 |  | 0
|  |  |  | 0 |  | 0
|  |  |  | 0 |  | 0
|  |  |  | 0 |  | 0
|  |  |  | 0 |  | 0
|  |  |  | 0 |  | 0
|  |  |  | 0 |  | 0
|  |  |  | 0 |  | 0
|  |  |  | 0 |  | 0
|  |  |  | 0 |  | 0
|  |  |  | 0 |  | 0
|  |  |  | 0 |  | 0
|  |  |  | 0 |  | 0
|  |  |  | 0 |  | 0
|  |  |  | 0 |  | 0
|  |  |  | 0 |  | 0
|  |  |  | 0 |  | 0
|  |  |  | 0 |  | 0
|  |  |  | 0 |  | 0
|  |  |  | 0 |  | 0
|  |  |  | 0 |  | 0
|  |  |  | 0 |  | 0
|  |  |  | 0 |  | 0
|  |  |  | 0 |  | 0
|  |  |  | 0 |  | 0
|  |  |  | 0 |  | 0
|  |  |  | 0 |  | 0
|  |  |  | 0 |  | 0
|  |  |  | 0 |  | 0
|  |  |  | 0 |  | 0
|  |  |  | 0 |  | 0
|  |  |  | 0 |  | 0
|  |  |  | 0 |  | 0
|  |  |  | 0 |  | 0
|  |  |  | 0 |  | 0
|  |  |  | 0 |  | 0
|  |  |  | 0 |  | 0
|  |  |  | 0 |  | 0
|  |  |  | 0 |  | 0
|  |  |  | 0 |  | 0
|  |  |  | 0 |  | 0
|  |  |  | 0 |  | 0
|  |  |  | 0 |  | 0
|  |  |  | 0 |  | 0
|  |  |  | 0 |  | 0
|  |  |  | 0 |  | 0
|  |  |  | 0 |  | 0
|  |  |  | 0 |  | 0
|  |  |  | 0 |  | 0
|  |  |  | 0 |  | 0
|  |  |  | 0 |  | 0
|  |  |  | 0 |  | 0
|  |  |  | 0 |  | 0
|  |  |  | 0 |  | 0
|  |  |  | 0 |  | 0
|  |  |  | 0 |  | 0
|  |  |  | 0 |  | 0
|  |  |  | 0 |  | 0
|  |  |  | 0 |  | 0
|  |  |  | 0 |  | 0
|  |  |  | 0 |  | 0
|  |  |  | 0 |  | 0
|  |  |  | 0 |  | 0
|  |  |  | 0 |  | 0
|  |  |  | 0 |  | 0
|  |  |  | 0 |  | 0
|  |  |  | 0 |  | 0
|  |  |  | 0 |  | 0
|  |  |  | 0 |  | 0
|  |  |  | 0 |  | 0
|  |  |  | 0 |  | 0
|  |  |  | 0 |  | 0
|  |  |  | 0 |  | 0
|  |  |  | 0 |  | 0
|  |  |  | 0 |  | 0
|  |  |  | 0 |  | 0
|  |  |  | 0 |  | 0
|  |  |  | 0 |  | 0
|  |  |  | 0 |  | 0
|  |  |  | 0 |  | 0
|  |  |  | 0 |  | 0
|  |  |  | 0 |  | 0
|  |  |  | 0 |  | 0
|  |  |  | 0 |  | 0
|  |  |  | 0 |  | 0
|  |  |  | 0 |  | 0
|  |  |  | 0 |  | 0
|  |  |  | 0 |  | 0
|  |  |  | 0 |  | 0
|  |  |  | 0 |  | 0
|  |  |  | 0 |  | 0
|  |  |  | 0 |  | 0
|  |  |  | 0 |  | 0
|  |  |  | 0 |  | 0
|  |  |  | 0 |  | 0
|  |  |  | 0 |  | 0
|  |  |  | 0 |  | 0
|  |  |  | 0 |  | 0
|  |  |  | 0 |  | 0
|  |  |  | 0 |  | 0
|  |  |  | 0 |  | 0
|  |  |  | 0 |  | 0
|  |  |  | 0 |  | 0
|  |  |  | 0 |  | 0
|  |  |  | 0 |  | 0
|  |  |  | 0 |  | 0
|  |  |  | 0 |  | 0
|  |  |  | 0 |  | 0
|  |  |  | 0 |  | 0
|  |  |  | 0 |  | 0
|  |  |  | 0 |  | 0
|  |  |  | 0 |  | 0
|  |  |  | 0 |  | 0
|  |  |  | 0 |  | 0
|  |  |  | 0 |  | 0
|  |  |  | 0 |  | 0
|  |  |  | 0 |  | 0
|  |  |  | 0 |  | 0
|  |  |  | 0 |  | 0
|  |  |  | 0 |  | 0
|  |  |  | 0 |  | 0
|  |  |  | 0 |  | 0
|  |  |  | 0 |  | 0
|  |  |  | 0 |  | 0
|  |  |  | 0 |  | 0
|  |  |  | 0 |  | 0
|  |  |  | 0 |  | 0
|  |  |  | 0 |  | 0
|  |  |  | 0 |  | 0
|  |  |  | 0 |  | 0
|  |  |  | 0 |  | 0
|  |  |  | 0 |  | 0
|  |  |  | 0 |  | 0
|  |  |  | 0 |  | 0
|  |  |  | 0 |  | 0
|  |  |  | 0 |  | 0
|  |  |  | 0 |  | 0
|  |  |  | 0 |  | 0
|  |  |  | 0 |  | 0
|  |  |  | 0 |  | 0
|  |  |  | 0 |  | 0
|  |  |  | 0 |  | 0
|  |  |  | 0 |  | 0
|  |  |  | 0 |  | 0
|  |  |  | 0 |  | 0
|  |  |  | 0 |  | 0
|  |  |  | 0 |  | 0
|  |  |  | 0 |  | 0
|  |  |  | 0 |  | 0
|  |  |  | 0 |  | 0
|  |  |  | 0 |  | 0
|  |  |  | 0 |  | 0
|  |  |  | 0 |  | 0
|  |  |  | 0 |  | 0
|  |  |  | 0 |  | 0
|  |  |  | 0 |  | 0
|  |  |  | 0 |  | 0
|  |  |  | 0 |  | 0
|  |  |  | 0 |  | 0
|  |  |  | 0 |  | 0
|  |  |  | 0 |  | 0
|  |  |  | 0 |  | 0
|  |  |  | 0 |  | 0
|  |  |  | 0 |  | 0
|  |  |  | 0 |  | 0
|  |  |  | 0 |  | 0
|  |  |  | 0 |  | 0
|  |  |  | 0 |  | 0
|  |  |  | 0 |  | 0
|  |  |  | 0 |  | 0
|  |  |  | 0 |  | 0
|  |  |  | 0 |  | 0
|  |  |  | 0 |  | 0
|  |  |  | 0 |  | 0
|  |  |  | 0 |  | 0
|  |  |  | 0 |  | 0
|  |  |  | 0 |  | 0
|  |  |  | 0 |  | 0
|  |  |  | 0 |  | 0
|  |  |  | 0 |  | 0
|  |  |  | 0 |  | 0
|  |  |  | 0 |  | 0
|  |  |  | 0 |  | 0
|  |  |  | 0 |  | 0
|  |  |  | 0 |  | 0
|  |  |  | 0 |  | 0
|  |  |  | 0 |  | 0
|  |  |  | 0 |  | 0
|  |  |  | 0 |  | 0
|  |  |  | 0 |  | 0
|  |  |  | 0 |  | 0
|  |  |  | 0 |  | 0
|  |  |  | 0 |  | 0
|  |  |  | 0 |  | 0
|  |  |  | 0 |  | 0
|  |  |  | 0 |  | 0
|  |  |  | 0 |  | 0
|  |  |  | 0 |  | 0
|  |  |  | 0 |  | 0
|  |  |  | 0 |  | 0
|  |  |  | 0 |  | 0
|  |  |  | 0 |  | 0
|  |  |  | 0 |  | 0
|  |  |  | 0 |  | 0
|  |  |  | 0 |  | 0
|  |  |  | 0 |  | 0
|  |  |  | 0 |  | 0
|  |  |  | 0 |  | 0
|  |  |  | 0 |  | 0
|  |  |  | 0 |  | 0
|  |  |  | 0 |  | 0
|  |  |  | 0 |  | 0
|  |  |  | 0 |  | 0
|  |  |  | 0 |  | 0
|  |  |  | 0 |  | 0
|  |  |  | 0 |  | 0
|  |  |  | 0 |  | 0
|  |  |  | 0 |  | 0
|  |  |  | 0 |  | 0
|  |  |  | 0 |  | 0
|  |  |  | 0 |  | 0
|  |  |  | 0 |  | 0
|  |  |  | 0 |  | 0
|  |  |  | 0 |  | 0
|  |  |  | 0 |  | 0
|  |  |  | 0 |  | 0
|  |  |  | 0 |  | 0
|  |  |  | 0 |  | 0
|  |  |  | 0 |  | 0
|  |  |  | 0 |  | 0
|  |  |  | 0 |  | 0
|  |  |  | 0 |  | 0
|  |  |  | 0 |  | 0
|  |  |  | 0 |  | 0
|  |  |  | 0 |  | 0
|  |  |  | 0 |  | 0
|  |  |  | 0 |  | 0
|  |  |  | 0 |  | 0
|  |  |  | 0 |  | 0
|  |  |  | 0 |  | 0
|  |  |  | 0 |  | 0
|  |  |  | 0 |  | 0
|  |  |  | 0 |  | 0
|  |  |  | 0 |  | 0
|  |  |  | 0 |  | 0
|  |  |  | 0 |  | 0
|  |  |  | 0 |  | 0
|  |  |  | 0 |  | 0
|  |  |  | 0 |  | 0
|  |  |  | 0 |  | 0
|  |  |  | 0 |  | 0
|  |  |  | 0 |  | 0
|  |  |  | 0 |  | 0
|  |  |  | 0 |  | 0
|  |  |  | 0 |  | 0
|  |  |  | 0 |  | 0
|  |  |  | 0 |  | 0
|  |  |  | 0 |  | 0
|  |  |  | 0 |  | 0
|  |  |  | 0 |  | 0
|  |  |  | 0 |  | 0
|  |  |  | 0 |  | 0
|  |  |  | 0 |  | 0
|  |  |  | 0 |  | 0
|  |  |  | 0 |  | 0
|  |  |  | 0 |  | 0
|  |  |  | 0 |  | 0
|  |  |  | 0 |  | 0
|  |  |  | 0 |  | 0
|  |  |  | 0 |  | 0
|  |  |  | 0 |  | 0
|  |  |  | 0 |  | 0
|  |  |  | 0 |  | 0
|  |  |  | 0 |  | 0
|  |  |  | 0 |  | 0
|  |  |  | 0 |  | 0
|  |  |  | 0 |  | 0
|  |  |  | 0 |  | 0
|  |  |  | 0 |  | 0
|  |  |  | 0 |  | 0
|  |  |  | 0 |  | 0
|  |  |  | 0 |  | 0
|  |  |  | 0 |  | 0
|  |  |  | 0 |  | 0
|  |  |  | 0 |  | 0
|  |  |  | 0 |  | 0
|  |  |  | 0 |  | 0
|  |  |  | 0 |  | 0
|  |  |  | 0 |  | 0
|  |  |  | 0 |  | 0
|  |  |  | 0 |  | 0
|  |  |  | 0 |  | 0
|  |  |  | 0 |  | 0
|  |  |  | 0 |  | 0
|  |  |  | 0 |  | 0
|  |  |  | 0 |  | 0
|  |  |  | 0 |  | 0
|  |  |  | 0 |  | 0
|  |  |  | 0 |  | 0
|  |  |  | 0 |  | 0
|  |  |  | 0 |  | 0
|  |  |  | 0 |  | 0
|  |  |  | 0 |  | 0
|  |  |  | 0 |  | 0
|  |  |  | 0 |  | 0
|  |  |  | 0 |  | 0
|  |  |  | 0 |  | 0
|  |  |  | 0 |  | 0
|  |  |  | 0 |  | 0
|  |  |  | 0 |  | 0
|  |  |  | 0 |  | 0
|  |  |  | 0 |  | 0
|  |  |  | 0 |  | 0
|  |  |  | 0 |  | 0
|  |  |  | 0 |  | 0
|  |  |  | 0 |  | 0
|  |  |  | 0 |  | 0
|  |  |  | 0 |  | 0
|  |  |  | 0 |  | 0
|  |  |  | 0 |  | 0
|  |  |  | 0 |  | 0
|  |  |  | 0 |  | 0
|  |  |  | 0 |  | 0
|  |  |  | 0 |  | 0
|  |  |  | 0 |  | 0
|  |  |  | 0 |  | 0
|  |  |  | 0 |  | 0
|  |  |  | 0 |  | 0
|  |  |  | 0 |  | 0
|  |  |  | 0 |  | 0
|  |  |  | 0 |  | 0
|  |  |  | 0 |  | 0
|  |  |  | 0 |  | 0
|  |  |  | 0 |  | 0
|  |  |  | 0 |  | 0
|  |  |  | 0 |  | 0
|  |  |  | 0 |  | 0
|  |  |  | 0 |  | 0
|  |  |  | 0 |  | 0
|  |  |  | 0 |  | 0
|  |  |  | 0 |  | 0
|  |  |  | 0 |  | 0
|  |  |  | 0 |  | 0
|  |  |  | 0 |  | 0
|  |  |  | 0 |  | 0
|  |  |  | 0 |  | 0
|  |  |  | 0 |  | 0
|  |  |  | 0 |  | 0
|  |  |  | 0 |  | 0
|  |  |  | 0 |  | 0
|  |  |  | 0 |  | 0
|  |  |  | 0 |  | 0
|  |  |  | 0 |  | 0
|  |  |  | 0 |  | 0
|  |  |  | 0 |  | 0
|  |  |  | 0 |  | 0
|  |  |  | 0 |  | 0
|  |  |  | 0 |  | 0
|  |  |  | 0 |  | 0
|  |  |  | 0 |  | 0
|  |  |  | 0 |  | 0
|  |  |  | 0 |  | 0
|  |  |  | 0 |  | 0
|  |  |  | 0 |  | 0
|  |  |  | 0 |  | 0
|  |  |  | 0 |  | 0
|  |  |  | 0 |  | 0
|  |  |  | 0 |  | 0
|  |  |  | 0 |  | 0
|  |  |  | 0 |  | 0
|  |  |  | 0 |  | 0
|  |  |  | 0 |  | 0
|  |  |  | 0 |  | 0
|  |  |  | 0 |  | 0
|  |  |  | 0 |  | 0
|  |  |  | 0 |  | 0
|  |  |  | 0 |  | 0
|  |  |  | 0 |  | 0
|  |  |  | 0 |  | 0
|  |  |  | 0 |  | 0
|  |  |  | 0 |  | 0
|  |  |  | 0 |  | 0
|  |  |  | 0 |  | 0
|  |  |  | 0 |  | 0
|  |  |  | 0 |  | 0
|  |  |  | 0 |  | 0
|  |  |  | 0 |  | 0
|  |  |  | 0 |  | 0
|  |  |  | 0 |  | 0
|  |  |  | 0 |  | 0
|  |  |  | 0 |  | 0
|  |  |  | 0 |  | 0
|  |  |  | 0 |  | 0
|  |  |  | 0 |  | 0
|  |  |  | 0 |  | 0
|  |  |  | 0 |  | 0
|  |  |  | 0 |  | 0
|  |  |  | 0 |  | 0
|  |  |  | 0 |  | 0
|  |  |  | 0 |  | 0
|  |  |  | 0 |  | 0
|  |  |  | 0 |  | 0
|  |  |  | 0 |  | 0
|  |  |  | 0 |  | 0
|  |  |  | 0 |  | 0
|  |  |  | 0 |  | 0
|  |  |  | 0 |  | 0
|  |  |  | 0 |  | 0
|  |  |  | 0 |  | 0
|  |  |  | 0 |  | 0
|  |  |  | 0 |  | 0
|  |  |  | 0 |  | 0
|  |  |  | 0 |  | 0
|  |  |  | 0 |  | 0
|  |  |  | 0 |  | 0
|  |  |  | 0 |  | 0
|  |  |  | 0 |  | 0
|  |  |  | 0 |  | 0
|  |  |  | 0 |  | 0
|  |  |  | 0 |  | 0
|  |  |  | 0 |  | 0
|  |  |  | 0 |  | 0
|  |  |  | 0 |  | 0
|  |  |  | 0 |  | 0
|  |  |  | 0 |  | 0
|  |  |  | 0 |  | 0
|  |  |  | 0 |  | 0
|  |  |  | 0 |  | 0
|  |  |  | 0 |  | 0
|  |  |  | 0 |  | 0
|  |  |  | 0 |  | 0
|  |  |  | 0 |  | 0
|  |  |  | 0 |  | 0
|  |  |  | 0 |  | 0
|  |  |  | 0 |  | 0
|  |  |  | 0 |  | 0
|  |  |  | 0 |  | 0
|  |  |  | 0 |  | 0
|  |  |  | 0 |  | 0
|  |  |  | 0 |  | 0
|  |  |  | 0 |  | 0
|  |  |  | 0 |  | 0
|  |  |  | 0 |  | 0
|  |  |  | 0 |  | 0
|  |  |  | 0 |  | 0
|  |  |  | 0 |  | 0
|  |  |  | 0 |  | 0
|  |  |  | 0 |  | 0
|  |  |  | 0 |  | 0
|  |  |  | 0 |  | 0
|  |  |  | 0 |  | 0
|  |  |  | 0 |  | 0
|  |  |  | 0 |  | 0
|  |  |  | 0 |  | 0
|  |  |  | 0 |  | 0
|  |  |  | 0 |  | 0
|  |  |  | 0 |  | 0
|  |  |  | 0 |  | 0
|  |  |  | 0 |  | 0
|  |  |  | 0 |  | 0
|  |  |  | 0 |  | 0
|  |  |  | 0 |  | 0
|  |  |  | 0 |  | 0
|  |  |  | 0 |  | 0
|  |  |  | 0 |  | 0
|  |  |  | 0 |  | 0
|  |  |  | 0 |  | 0
|  |  |  | 0 |  | 0
|  |  |  | 0 |  | 0
|  |  |  | 0 |  | 0
|  |  |  | 0 |  | 0
|  |  |  | 0 |  | 0
|  |  |  | 0 |  | 0
|  |  |  | 0 |  | 0
|  |  |  | 0 |  | 0
|  |  |  | 0 |  | 0
|  |  |  | 0 |  | 0
|  |  |  | 0 |  | 0
|  |  |  | 0 |  | 0
|  |  |  | 0 |  | 0
|  |  |  | 0 |  | 0
|  |  |  | 0 |  | 0
|  |  |  | 0 |  | 0
|  |  |  | 0 |  | 0
|  |  |  | 0 |  | 0
|  |  |  | 0 |  | 0
|  |  |  | 0 |  | 0
|  |  |  | 0 |  | 0
|  |  |  | 0 |  | 0
|  |  |  | 0 |  | 0
|  |  |  | 0 |  | 0
|  |  |  | 0 |  | 0
|  |  |  | 0 |  | 0
|  |  |  | 0 |  | 0
|  |  |  | 0 |  | 0
|  |  |  | 0 |  | 0
|  |  |  | 0 |  | 0
|  |  |  | 0 |  | 0
|  |  |  | 0 |  | 0
|  |  |  | 0 |  | 0
|  |  |  | 0 |  | 0
|  |  |  | 0 |  | 0
|  |  |  | 0 |  | 0
|  |  |  | 0 |  | 0
|  |  |  | 0 |  | 0
|  |  |  | 0 |  | 0
|  |  |  | 0 |  | 0
|  |  |  | 0 |  | 0
|  |  |  | 0 |  | 0
|  |  |  | 0 |  | 0
|  |  |  | 0 |  | 0
|  |  |  | 0 |  | 0
|  |  |  | 0 |  | 0
|  |  |  | 0 |  | 0
|  |  |  | 0 |  | 0
|  |  |  | 0 |  | 0
|  |  |  | 0 |  | 0
|  |  |  | 0 |  | 0
|  |  |  | 0 |  | 0
|  |  |  | 0 |  | 0
|  |  |  | 0 |  | 0
|  |  |  | 0 |  | 0
|  |  |  | 0 |  | 0
|  |  |  | 0 |  | 0
|  |  |  | 0 |  | 0
|  |  |  | 0 |  | 0
|  |  |  | 0 |  | 0
|  |  |  | 0 |  | 0
|  |  |  | 0 |  | 0
|  |  |  | 0 |  | 0
|  |  |  | 0 |  | 0
|  |  |  | 0 |  | 0
|  |  |  | 0 |  | 0
|  |  |  | 0 |  | 0
|  |  |  | 0 |  | 0
|  |  |  | 0 |  | 0
|  |  |  | 0 |  | 0
|  |  |  | 0 |  | 0
|  |  |  | 0 |  | 0
|  |  |  | 0 |  | 0
|  |  |  | 0 |  | 0
|  |  |  | 0 |  | 0
|  |  |  | 0 |  | 0
|  |  |  | 0 |  | 0
|  |  |  | 0 |  | 0
|  |  |  | 0 |  | 0
|  |  |  | 0 |  | 0
|  |  |  | 0 |  | 0
|  |  |  | 0 |  | 0
|  |  |  | 0 |  | 0
|  |  |  | 0 |  | 0
|  |  |  | 0 |  | 0
|  |  |  | 0 |  | 0
|  |  |  | 0 |  | 0
|  |  |  | 0 |  | 0
|  |  |  | 0 |  | 0
|  |  |  | 0 |  | 0
|  |  |  | 0 |  | 0
|  |  |  | 0 |  | 0
|  |  |  | 0 |  | 0
|  |  |  | 0 |  | 0
|  |  |  | 0 |  | 0
|  |  |  | 0 |  | 0
|  |  |  | 0 |  | 0
|  |  |  | 0 |  | 0
|  |  |  | 0 |  | 0
|  |  |  | 0 |  | 0
|  |  |  | 0 |  | 0
|  |  |  | 0 |  | 0
|  |  |  | 0 |  | 0
|  |  |  | 0 |  | 0
|  |  |  | 0 |  | 0
|  |  |  | 0 |  | 0
|  |  |  | 0 |  | 0
|  |  |  | 0 |  | 0
|  |  |  | 0 |  | 0
|  |  |  | 0 |  | 0
|  |  |  | 0 |  | 0
|  |  |  | 0 |  | 0
|  |  |  | 0 |  | 0
|  |  |  | 0 |  | 0
|  |  |  | 0 |  | 0
|  |  |  | 0 |  | 0
|  |  |  | 0 |  | 0
|  |  |  | 0 |  | 0
|  |  |  | 0 |  | 0
|  |  |  | 0 |  | 0
|  |  |  | 0 |  | 0
|  |  |  | 0 |  | 0
|  |  |  | 0 |  | 0
|  |  |  | 0 |  | 0
|  |  |  | 0 |  | 0
|  |  |  | 0 |  | 0
|  |  |  | 0 |  | 0
|  |  |  | 0 |  | 0
|  |  |  | 0 |  | 0
|  |  |  | 0 |  | 0
|  |  |  | 0 |  | 0
|  |  |  | 0 |  | 0
|  |  |  | 0 |  | 0
|  |  |  | 0 |  | 0
|  |  |  | 0 |  | 0
|  |  |  | 0 |  | 0
|  |  |  | 0 |  | 0
|  |  |  | 0 |  | 0
|  |  |  | 0 |  | 0
|  |  |  | 0 |  | 0
|  |  |  | 0 |  | 0
|  |  |  | 0 |  | 0
|  |  |  | 0 |  | 0
|  |  |  | 0 |  | 0
|  |  |  | 0 |  | 0
|  |  |  | 0 |  | 0
|  |  |  | 0 |  | 0
|  |  |  | 0 |  | 0
|  |  |  | 0 |  | 0
|  |  |  | 0 |  | 0
|  |  |  | 0 |  | 0
|  |  |  | 0 |  | 0
|  |  |  | 0 |  | 0
|  |  |  | 0 |  | 0
|  |  |  | 0 |  | 0
|  |  |  | 0 |  | 0
|  |  |  | 0 |  | 0
|  |  |  | 0 |  | 0
|  |  |  | 0 |  | 0
|  |  |  | 0 |  | 0
|  |  |  | 0 |  | 0
|  |  |  | 0 |  | 0
|  |  |  | 0 |  | 0
|  |  |  | 0 |  | 0
|  |  |  | 0 |  | 0
|  |  |  | 0 |  | 0
|  |  |  | 0 |  | 0
|  |  |  | 0 |  | 0
|  |  |  | 0 |  | 0
|  |  |  | 0 |  | 0
|  |  |  | 0 |  | 0
|  |  |  | 0 |  | 0
|  |  |  | 0 |  | 0
|  |  |  | 0 |  | 0
|  |  |  | 0 |  | 0
|  |  |  | 0 |  | 0
|  |  |  | 0 |  | 0
|  |  |  | 0 |  | 0
|  |  |  | 0 |  | 0
|  |  |  | 0 |  | 0
|  |  |  | 0 |  | 0
|  |  |  | 0 |  | 0
|  |  |  | 0 |  | 0
|  |  |  | 0 |  | 0
|  |  |  | 0 |  | 0
|  |  |  | 0 |  | 0
|  |  |  | 0 |  | 0
|  |  |  | 0 |  | 0
|  |  |  | 0 |  | 0
|  |  |  | 0 |  | 0
|  |  |  | 0 |  | 0
|  |  |  | 0 |  | 0
|  |  |  | 0 |  | 0
|  |  |  | 0 |  | 0
|  |  |  | 0 |  | 0
|  |  |  | 0 |  | 0
|  |  |  | 0 |  | 0
|  |  |  | 0 |  | 0
|  |  |  | 0 |  | 0
|  |  |  | 0 |  | 0
|  |  |  | 0 |  | 0
|  |  |  | 0 |  | 0
|  |  |  | 0 |  | 0
|  |  |  | 0 |  | 0
|  |  |  | 0 |  | 0
|  |  |  | 0 |  | 0
|  |  |  | 0 |  | 0
|  |  |  | 0 |  | 0
|  |  |  | 0 |  | 0
|  |  |  | 0 |  | 0
|  |  |  | 0 |  | 0
|  |  |  | 0 |  | 0
|  |  |  | 0 |  | 0
|  |  |  | 0 |  | 0
|  |  |  | 0 |  | 0
|  |  |  | 0 |  | 0
|  |  |  | 0 |  | 0
|  |  |  | 0 |  | 0
|  |  |  | 0 |  | 0
|  |  |  | 0 |  | 0
|  |  |  | 0 |  | 0
|  |  |  | 0 |  | 0
|  |  |  | 0 |  | 0
|  |  |  | 0 |  | 0
|  |  |  | 0 |  | 0
|  |  |  | 0 |  | 0
|  |  |  | 0 |  | 0
|  |  |  | 0 |  | 0
|  |  |  | 0 |  | 0
|  |  |  | 0 |  | 0
|  |  |  | 0 |  | 0
|  |  |  | 0 |  | 0
|  |  |  | 0 |  | 0
|  |  |  | 0 |  | 0
|  |  |  | 0 |  | 0
|  |  |  | 0 |  | 0
|  |  |  | 0 |  | 0
|  |  |  | 0 |  | 0
|  |  |  | 0 |  | 0
|  |  |  | 0 |  | 0
|  |  |  | 0 |  | 0
|  |  |  | 0 |  | 0
|  |  |  | 0 |  | 0
|  |  |  | 0 |  | 0
|  |  |  | 0 |  | 0
|  |  |  | 0 |  | 0
|  |  |  | 0 |  | 0
|  |  |  | 0 |  | 0
|  |  |  | 0 |  | 0
|  |  |  | 0 |  | 0
|  |  |  | 0 |  | 0
|  |  |  | 0 |  | 0
|  |  |  | 0 |  | 0
|  |  |  | 0 |  | 0
|  |  |  | 0 |  | 0
|  |  |  | 0 |  | 0
|  |  |  | 0 |  | 0
|  |  |  | 0 |  | 0
|  |  |  | 0 |  | 0
|  |  |  | 0 |  | 0
|  |  |  | 0 |  | 0
|  |  |  | 0 |  | 0
|  |  |  | 0 |  | 0
|  |  |  | 0 |  | 0
|  |  |  | 0 |  | 0
|  |  |  | 0 |  | 0
|  |  |  | 0 |  | 0
|  |  |  | 0 |  | 0
|  |  |  | 0 |  | 0
|  |  |  | 0 |  | 0
|  |  |  | 0 |  | 0
|  |  |  | 0 |  | 0
|  |  |  | 0 |  | 0
|  |  |  | 0 |  | 0
|  |  |  | 0 |  | 0
|  |  |  | 0 |  | 0
|  |  |  | 0 |  | 0
|  |  |  | 0 |  | 0
|  |  |  | 0 |  | 0
|  |  |  | 0 |  | 0
|  |  |  | 0 |  | 0
|  |  |  | 0 |  | 0
|  |  |  | 0 |  | 0
|  |  |  | 0 |  | 0
|  |  |  | 0 |  | 0
|  |  |  | 0 |  | 0
|  |  |  | 0 |  | 0
|  |  |  | 0 |  | 0
|  |  |  | 0 |  | 0
|  |  |  | 0 |  | 0
|  |  |  | 0 |  | 0
|  |  |  | 0 |  | 0
|  |  |  | 0 |  | 0
|  |  |  | 0 |  | 0
|  |  |  | 0 |  | 0
|  |  |  | 0 |  | 0
|  |  |  | 0 |  | 0
|  |  |  | 0 |  | 0
|  |  |  | 0 |  | 0
|  |  |  | 0 |  | 0
|  |  |  | 0 |  | 0
|  |  |  | 0 |  | 0
|  |  |  | 0 |  | 0
|  |  |  | 0 |  | 0
|  |  |  | 0 |  | 0
|  |  |  | 0 |  | 0
|  |  |  | 0 |  | 0
|  |  |  | 0 |  | 0
|  |  |  | 0 |  | 0
|  |  |  | 0 |  | 0
|  |  |  | 0 |  | 0
|  |  |  | 0 |  | 0
|  |  |  | 0 |  | 0
|  |  |  | 0 |  | 0
|  |  |  | 0 |  | 0
|  |  |  | 0 |  | 0
|  |  |  | 0 |  | 0
|  |  |  | 0 |  | 0
|  |  |  | 0 |  | 0
|  |  |  | 0 |  | 0
|  |  |  | 0 |  | 0
|  |  |  | 0 |  | 0
|  |  |  | 0 |  | 0
|  |  |  | 0 |  | 0
|  |  |  | 0 |  | 0
|  |  |  | 0 |  | 0
|  |  |  | 0 |  | 0
|  |  |  | 0 |  | 0
|  |  |  | 0 |  | 0
|  |  |  | 0 |  | 0
|  |  |  | 0 |  | 0
|  |  |  | 0 |  | 0
|  |  |  | 0 |  | 0
|  |  |  | 0 |  | 0
|  |  |  | 0 |  | 0
|  |  |  | 0 |  | 0
|  |  |  | 0 |  | 0
|  |  |  | 0 |  | 0
|  |  |  | 0 |  | 0
|  |  |  | 0 |  | 0
|  |  |  | 0 |  | 0
|  |  |  | 0 |  | 0
|  |  |  | 0 |  | 0
|  |  |  | 0 |  | 0
|  |  |  | 0 |  | 0
|  |  |  | 0 |  | 0
|  |  |  | 0 |  | 0
|  |  |  | 0 |  | 0
|  |  |  | 0 |  | 0
|  |  |  | 0 |  | 0
|  |  |  | 0 |  | 0
|  |  |  | 0 |  | 0
|  |  |  | 0 |  | 0
|  |  |  | 0 |  | 0
|  |  |  | 0 |  | 0
|  |  |  | 0 |  | 0
|  |  |  | 0 |  | 0
|  |  |  | 0 |  | 0
|  |  |  | 0 |  | 0
|  |  |  | 0 |  | 0
|  |  |  | 0 |  | 0
|  |  |  | 0 |  | 0
|  |  |  | 0 |  | 0
|  |  |  | 0 |  | 0
|  |  |  | 0 |  | 0
|  |  |  | 0 |  | 0
|  |  |  | 0 |  | 0
|  |  |  | 0 |  | 0
|  |  |  | 0 |  | 0
|  |  |  | 0 |  | 0
|  |  |  | 0 |  | 0
|  |  |  | 0 |  | 0
|  |  |  | 0 |  | 0
|  |  |  | 0 |  | 0
|  |  |  | 0 |  | 0
|  |  |  | 0 |  | 0
|  |  |  | 0 |  | 0
|  |  |  | 0 |  | 0
|  |  |  | 0 |  | 0
|  |  |  | 0 |  | 0
|  |  |  | 0 |  | 0
|  |  |  | 0 |  | 0
|  |  |  | 0 |  | 0
|  |  |  | 0 |  | 0
|  |  |  | 0 |  | 0
|  |  |  | 0 |  | 0
|  |  |  | 0 |  | 0
|  |  |  | 0 |  | 0
|  |  |  | 0 |  | 0
|  |  |  | 0 |  | 0
|  |  |  | 0 |  | 0
|  |  |  | 0 |  | 0
|  |  |  | 0 |  | 0
|  |  |  | 0 |  | 0
|  |  |  | 0 |  | 0
|  |  |  | 0 |  | 0
|  |  |  | 0 |  | 0
|  |  |  | 0 |  | 0
|  |  |  | 0 |  | 0
|  |  |  | 0 |  | 0
|  |  |  | 0 |  | 0
|  |  |  | 0 |  | 0
|  |  |  | 0 |  | 0
|  |  |  | 0 |  | 0
|  |  |  | 0 |  | 0
|  |  |  | 0 |  | 0
|  |  |  | 0 |  | 0
|  |  |  | 0 |  | 0
|  |  |  | 0 |  | 0
|  |  |  | 0 |  | 0
|  |  |  | 0 |  | 0
|  |  |  | 0 |  | 0
|  |  |  | 0 |  | 0
|  |  |  | 0 |  | 0
|  |  |  | 0 |  | 0
|  |  |  | 0 |  | 0
|  |  |  | 0 |  | 0
|  |  |  | 0 |  | 0
|  |  |  | 0 |  | 0
|  |  |  | 0 |  | 0
|  |  |  | 0 |  | 0
|  |  |  | 0 |  | 0
|  |  |  | 0 |  | 0
|  |  |  | 0 |  | 0
|  |  |  | 0 |  | 0
|  |  |  | 0 |  | 0
|  |  |  | 0 |  | 0
|  |  |  | 0 |  | 0
|  |  |  | 0 |  | 0
|  |  |  | 0 |  | 0
|  |  |  | 0 |  | 0
|  |  |  | 0 |  | 0
|  |  |  | 0 |  | 0
|  |  |  | 0 |  | 0
|  |  |  | 0 |  | 0
|  |  |  | 0 |  | 0
|  |  |  | 0 |  | 0
|  |  |  | 0 |  | 0
|  |  |  | 0 |  | 0
|  |  |  | 0 |  | 0
|  |  |  | 0 |  | 0
|  |  |  | 0 |  | 0
|  |  |  | 0 |  | 0
|  |  |  | 0 |  | 0
|  |  |  | 0 |  | 0
|  |  |  | 0 |  | 0
|  |  |  | 0 |  | 0
|  |  |  | 0 |  | 0
|  |  |  | 0 |  | 0
|  |  |  | 0 |  | 0
|  |  |  | 0 |  | 0
|  |  |  | 0 |  | 0
|  |  |  | 0 |  | 0
|  |  |  | 0 |  | 0
|  |  |  | 0 |  | 0
|  |  |  | 0 |  | 0
|  |  |  | 0 |  | 0
|  |  |  | 0 |  | 0
|  |  |  | 0 |  | 0
|  |  |  | 0 |  | 0
|  |  |  | 0 |  | 0
|  |  |  | 0 |  | 0
|  |  |  | 0 |  | 0
|  |  |  | 0 |  | 0
|  |  |  | 0 |  | 0
|  |  |  | 0 |  | 0
|  |  |  | 0 |  | 0
|  |  |  | 0 |  | 0
|  |  |  | 0 |  | 0
|  |  |  | 0 |  | 0
|  |  |  | 0 |  | 0
|  |  |  | 0 |  | 0
|  |  |  | 0 |  | 0
|  |  |  | 0 |  | 0
|  |  |  | 0 |  | 0
|  |  |  | 0 |  | 0
|  |  |  | 0 |  | 0
|  |  |  | 0 |  | 0
|  |  |  | 0 |  | 0
|  |  |  | 0 |  | 0
|  |  |  | 0 |  | 0
|  |  |  | 0 |  | 0
|  |  |  | 0 |  | 0
|  |  |  | 0 |  | 0
|  |  |  | 0 |  | 0
|  |  |  | 0 |  | 0
|  |  |  | 0 |  | 0
|  |  |  | 0 |  | 0
|  |  |  | 0 |  | 0
|  |  |  | 0 |  | 0
|  |  |  | 0 |  | 0
|  |  |  | 0 |  | 0
|  |  |  | 0 |  | 0
|  |  |  | 0 |  | 0
|  |  |  | 0 |  | 0
|  |  |  | 0 |  | 0
|  |  |  | 0 |  | 0
|  |  |  | 0 |  | 0
|  |  |  | 0 |  | 0
|  |  |  | 0 |  | 0
|  |  |  | 0 |  | 0
|  |  |  | 0 |  | 0
|  |  |  | 0 |  | 0
|  |  |  | 0 |  | 0
|  |  |  | 0 |  | 0
|  |  |  | 0 |  | 0
|  |  |  | 0 |  | 0
|  |  |  | 0 |  | 0
|  |  |  | 0 |  | 0
|  |  |  | 0 |  | 0
|  |  |  | 0 |  | 0
|  |  |  | 0 |  | 0
|  |  |  | 0 |  | 0
|  |  |  | 0 |  | 0
|  |  |  | 0 |  | 0
|  |  |  | 0 |  | 0
|  |  |  | 0 |  | 0
|  |  |  | 0 |  | 0
|  |  |  | 0 |  | 0
|  |  |  | 0 |  | 0
|  |  |  | 0 |  | 0
|  |  |  | 0 |  | 0
|  |  |  | 0 |  | 0
|  |  |  | 0 |  | 0
|  |  |  | 0 |  | 0
|  |  |  | 0 |  | 0
|  |  |  | 0 |  | 0
|  |  |  | 0 |  | 0
|  |  |  | 0 |  | 0
|  |  |  | 0 |  | 0
|  |  |  | 0 |  | 0
|  |  |  | 0 |  | 0
|  |  |  | 0 |  | 0
|  |  |  | 0 |  | 0
|  |  |  | 0 |  | 0
|  |  |  | 0 |  | 0
|  |  |  | 0 |  | 0
|  |  |  | 0 |  | 0
|  |  |  | 0 |  | 0
|  |  |  | 0 |  | 0
|  |  |  | 0 |  | 0
|  |  |  | 0 |  | 0
|  |  |  | 0 |  | 0
|  |  |  | 0 |  | 0
|  |  |  | 0 |  | 0
|  |  |  | 0 |  | 0
|  |  |  | 0 |  | 0
|  |  |  | 0 |  | 0
|  |  |  | 0 |  | 0
|  |  |  | 0 |  | 0
|  |  |  | 0 |  | 0
|  |  |  | 0 |  | 0
|  |  |  | 0 |  | 0
|  |  |  | 0 |  | 0
|  |  |  | 0 |  | 0
|  |  |  | 0 |  | 0
|  |  |  | 0 |  | 0
|  |  |  | 0 |  | 0
|  |  |  | 0 |  | 0
|  |  |  | 0 |  | 0
|  |  |  | 0 |  | 0
|  |  |  | 0 |  | 0
|  |  |  | 0 |  | 0
|  |  |  | 0 |  | 0
|  |  |  | 0 |  | 0
|  |  |  | 0 |  | 0
|  |  |  | 0 |  | 0
|  |  |  | 0 |  | 0
|  |  |  | 0 |  | 0
|  |  |  | 0 |  | 0
|  |  |  | 0 |  | 0
|  |  |  | 0 |  | 0
|  |  |  | 0 |  | 0
|  |  |  | 0 |  | 0
|  |  |  | 0 |  | 0
|  |  |  | 0 |  | 0
|  |  |  | 0 |  | 0
|  |  |  | 0 |  | 0
|  |  |  | 0 |  | 0
|  |  |  | 0 |  | 0
|  |  |  | 0 |  | 0
|  |  |  | 0 |  | 0
|  |  |  | 0 |  | 0
|  |  |  | 0 |  | 0
|  |  |  | 0 |  | 0
|  |  |  | 0 |  | 0
|  |  |  | 0 |  | 0
|  |  |  | 0 |  | 0
|  |  |  | 0 |  | 0
|  |  |  | 0 |  | 0
|  |  |  | 0 |  | 0
|  |  |  | 0 |  | 0
|  |  |  | 0 |  | 0
|  |  |  | 0 |  | 0
|  |  |  | 0 |  | 0
|  |  |  | 0 |  | 0
|  |  |  | 0 |  | 0
|  |  |  | 0 |  | 0
|  |  |  | 0 |  | 0
|  |  |  | 0 |  | 0
|  |  |  | 0 |  | 0
|  |  |  | 0 |  | 0
|  |  |  | 0 |  | 0
|  |  |  | 0 |  | 0
|  |  |  | 0 |  | 0
|  |  |  | 0 |  | 0
|  |  |  | 0 |  | 0
|  |  |  | 0 |  | 0
|  |  |  | 0 |  | 0
|  |  |  | 0 |  | 0
|  |  |  | 0 |  | 0
|  |  |  | 0 |  | 0
|  |  |  | 0 |  | 0
|  |  |  | 0 |  | 0
|  |  |  | 0 |  | 0
|  |  |  | 0 |  | 0
|  |  |  | 0 |  | 0
|  |  |  | 0 |  | 0
|  |  |  | 0 |  | 0
|  |  |  | 0 |  | 0
|  |  |  | 0 |  | 0
|  |  |  | 0 |  | 0
|  |  |  | 0 |  | 0
|  |  |  | 0 |  | 0
|  |  |  | 0 |  | 0
|  |  |  | 0 |  | 0
|  |  |  | 0 |  | 0
|  |  |  | 0 |  | 0
|  |  |  | 0 |  | 0
|  |  |  | 0 |  | 0
|  |  |  | 0 |  | 0
|  |  |  | 0 |  | 0
|  |  |  | 0 |  | 0
|  |  |  | 0 |  | 0
|  |  |  | 0 |  | 0
|  |  |  | 0 |  | 0
|  |  |  | 0 |  | 0
|  |  |  | 0 |  | 0
|  |  |  | 0 |  | 0
|  |  |  | 0 |  | 0
|  |  |  | 0 |  | 0
|  |  |  | 0 |  | 0
|  |  |  | 0 |  | 0
|  |  |  | 0 |  | 0
|  |  |  | 0 |  | 0
|  |  |  | 0 |  | 0
|  |  |  | 0 |  | 0
|  |  |  | 0 |  | 0
|  |  |  | 0 |  | 0
|  |  |  | 0 |  | 0
|  |  |  | 0 |  | 0
|  |  |  | 0 |  | 0
|  |  |  | 0 |  | 0
|  |  |  | 0 |  | 0
|  |  |  | 0 |  | 0
|  |  |  | 0 |  | 0
|  |  |  | 0 |  | 0
|  |  |  | 0 |  | 0
|  |  |  | 0 |  | 0
|  |  |  | 0 |  | 0
|  |  |  | 0 |  | 0
|  |  |  | 0 |  | 0
|  |  |  | 0 |  | 0
|  |  |  | 0 |  | 0
|  |  |  | 0 |  | 0
|  |  |  | 0 |  | 0
|  |  |  | 0 |  | 0
|  |  |  | 0 |  | 0
|  |  |  | 0 |  | 0
|  |  |  | 0 |  | 0
|  |  |  | 0 |  | 0
|  |  |  | 0 |  | 0
|  |  |  | 0 |  | 0
|  |  |  | 0 |  | 0
|  |  |  | 0 |  | 0
|  |  |  | 0 |  | 0
|  |  |  | 0 |  | 0
|  |  |  | 0 |  | 0
|  |  |  | 0 |  | 0
|  |  |  | 0 |  | 0
|  |  |  | 0 |  | 0
|  |  |  | 0 |  | 0
|  |  |  | 0 |  | 0
|  |  |  | 0 |  | 0
|  |  |  | 0 |  | 0
|  |  |  | 0 |  | 0
|  |  |  | 0 |  | 0
|  |  |  | 0 |  | 0
|  |  |  | 0 |  | 0
|  |  |  | 0 |  | 0
|  |  |  | 0 |  | 0
|  |  |  | 0 |  | 0
|  |  |  | 0 |  | 0
|  |  |  | 0 |  | 0
|  |  |  | 0 |  | 0
|  |  |  | 0 |  | 0
|  |  |  | 0 |  | 0
|  |  |  | 0 |  | 0
|  |  |  | 0 |  | 0
|  |  |  | 0 |  | 0
|  |  |  | 0 |  | 0
|  |  |  | 0 |  | 0
|  |  |  | 0 |  | 0
|  |  |  | 0 |  | 0
|  |  |  | 0 |  | 0
|  |  |  | 0 |  | 0
|  |  |  | 0 |  | 0
|  |  |  | 0 |  | 0
|  |  |  | 0 |  | 0
|  |  |  | 0 |  | 0
|  |  |  | 0 |  | 0
|  |  |  | 0 |  | 0
|  |  |  | 0 |  | 0
|  |  |  | 0 |  | 0
|  |  |  | 0 |  | 0
|  |  |  | 0 |  | 0
|  |  |  | 0 |  | 0
|  |  |  | 0 |  | 0
|  |  |  | 0 |  | 0
|  |  |  | 0 |  | 0
|  |  |  | 0 |  | 0
|  |  |  | 0 |  | 0
|  |  |  | 0 |  | 0
|  |  |  | 0 |  | 0
|  |  |  | 0 |  | 0
|  |  |  | 0 |  | 0
|  |  |  | 0 |  | 0
|  |  |  | 0 |  | 0
|  |  |  | 0 |  | 0
|  |  |  | 0 |  | 0
|  |  |  | 0 |  | 0
|  |  |  | 0 |  | 0
|  |  |  | 0 |  | 0
|  |  |  | 0 |  | 0
|  |  |  | 0 |  | 0
|  |  |  | 0 |  | 0
|  |  |  | 0 |  | 0
|  |  |  | 0 |  | 0
|  |  |  | 0 |  | 0
|  |  |  | 0 |  | 0
|  |  |  | 0 |  | 0
|  |  |  | 0 |  | 0
|  |  |  | 0 |  | 0
|  |  |  | 0 |  | 0
|  |  |  | 0 |  | 0
|  |  |  | 0 |  | 0
|  |  |  | 0 |  | 0
|  |  |  | 0 |  | 0
|  |  |  | 0 |  | 0
|  |  |  | 0 |  | 0
|  |  |  | 0 |  | 0
|  |  |  | 0 |  | 0
|  |  |  | 0 |  | 0
|  |  |  | 0 |  | 0
|  |  |  | 0 |  | 0
|  |  |  | 0 |  | 0
|  |  |  | 0 |  | 0
|  |  |  | 0 |  | 0
|  |  |  | 0 |  | 0
|  |  |  | 0 |  | 0
|  |  |  | 0 |  | 0
|  |  |  | 0 |  | 0
|  |  |  | 0 |  | 0
|  |  |  | 0 |  | 0
|  |  |  | 0 |  | 0
|  |  |  | 0 |  | 0
|  |  |  | 0 |  | 0
|  |  |  | 0 |  | 0
|  |  |  | 0 |  | 0
|  |  |  | 0 |  | 0
|  |  |  | 0 |  | 0
|  |  |  | 0 |  | 0
|  |  |  | 0 |  | 0
|  |  |  | 0 |  | 0
|  |  |  | 0 |  | 0
|  |  |  | 0 |  | 0
|  |  |  | 0 |  | 0
|  |  |  | 0 |  | 0
|  |  |  | 0 |  | 0
|  |  |  | 0 |  | 0
|  |  |  | 0 |  | 0
|  |  |  | 0 |  | 0
|  |  |  | 0 |  | 0
|  |  |  | 0 |  | 0
|  |  |  | 0 |  | 0
|  |  |  | 0 |  | 0
|  |  |  | 0 |  | 0
|  |  |  | 0 |  | 0
|  |  |  | 0 |  | 0
|  |  |  | 0 |  | 0
|  |  |  | 0 |  | 0
|  |  |  | 0 |  | 0
|  |  |  | 0 |  | 0
|  |  |  | 0 |  | 0
|  |  |  | 0 |  | 0
|  |  |  | 0 |  | 0
|  |  |  | 0 |  | 0
|  |  |  | 0 |  | 0
|  |  |  | 0 |  | 0
|  |  |  | 0 |  | 0
|  |  |  | 0 |  | 0
|  |  |  | 0 |  | 0
|  |  |  | 0 |  | 0
|  |  |  | 0 |  | 0
|  |  |  | 0 |  | 0
|  |  |  | 0 |  | 0
|  |  |  | 0 |  | 0
|  |  |  | 0 |  | 0
|  |  |  | 0 |  | 0
|  |  |  | 0 |  | 0
|  |  |  | 0 |  | 0
|  |  |  | 0 |  | 0
|  |  |  | 0 |  | 0
|  |  |  | 0 |  | 0
|  |  |  | 0 |  | 0
|  |  |  | 0 |  | 0
|  |  |  | 0 |  | 0
|  |  |  | 0 |  | 0
|  |  |  | 0 |  | 0
|  |  |  | 0 |  | 0
|  |  |  | 0 |  | 0
|  |  |  | 0 |  | 0
|  |  |  | 0 |  | 0
|  |  |  | 0 |  | 0
|  |  |  | 0 |  | 0
|  |  |  | 0 |  | 0
|  |  |  | 0 |  | 0
|  |  |  | 0 |  | 0
|  |  |  | 0 |  | 0
|  |  |  | 0 |  | 0
|  |  |  | 0 |  | 0
|  |  |  | 0 |  | 0
|  |  |  | 0 |  | 0
|  |  |  | 0 |  | 0
|  |  |  | 0 |  | 0
|  |  |  | 0 |  | 0
|  |  |  | 0 |  | 0
|  |  |  | 0 |  | 0
|  |  |  | 0 |  | 0
|  |  |  | 0 |  | 0
|  |  |  | 0 |  | 0
|  |  |  | 0 |  | 0
|  |  |  | 0 |  | 0
|  |  |  | 0 |  | 0
|  |  |  | 0 |  | 0
|  |  |  | 0 |  | 0
|  |  |  | 0 |  | 0
|  |  |  | 0 |  | 0
|  |  |  | 0 |  | 0
|  |  |  | 0 |  | 0
|  |  |  | 0 |  | 0
|  |  |  | 0 |  | 0
|  |  |  | 0 |  | 0
|  |  |  | 0 |  | 0
|  |  |  | 0 |  | 0
|  |  |  | 0 |  | 0
|  |  |  | 0 |  | 0
|  |  |  | 0 |  | 0
|  |  |  | 0 |  | 0
|  |  |  | 0 |  | 0
|  |  |  | 0 |  | 0
|  |  |  | 0 |  | 0
|  |  |  | 0 |  | 0
|  |  |  | 0 |  | 0
|  |  |  | 0 |  | 0
|  |  |  | 0 |  | 0
|  |  |  | 0 |  | 0
|  |  |  | 0 |  | 0
|  |  |  | 0 |  | 0
|  |  |  | 0 |  | 0
|  |  |  | 0 |  | 0
|  |  |  | 0 |  | 0
|  |  |  | 0 |  | 0
|  |  |  | 0 |  | 0
|  |  |  | 0 |  | 0
|  |  |  | 0 |  | 0
|  |  |  | 0 |  | 0
|  |  |  | 0 |  | 0
|  |  |  | 0 |  | 0
|  |  |  | 0 |  | 0
|  |  |  | 0 |  | 0
|  |  |  | 0 |  | 0
|  |  |  | 0 |  | 0
|  |  |  | 0 |  | 0
|  |  |  | 0 |  | 0
|  |  |  | 0 |  | 0
|  |  |  | 0 |  | 0
|  |  |  | 0 |  | 0
|  |  |  | 0 |  | 0
|  |  |  | 0 |  | 0
|  |  |  | 0 |  | 0
|  |  |  | 0 |  | 0
|  |  |  | 0 |  | 0
|  |  |  | 0 |  | 0
|  |  |  | 0 |  | 0
|  |  |  | 0 |  | 0
|  |  |  | 0 |  | 0
|  |  |  | 0 |  | 0
|  |  |  | 0 |  | 0
|  |  |  | 0 |  | 0
|  |  |  | 0 |  | 0
|  |  |  | 0 |  | 0
|  |  |  | 0 |  | 0
|  |  |  | 0 |  | 0
|  |  |  | 0 |  | 0
|  |  |  | 0 |  | 0
|  |  |  | 0 |  | 0
|  |  |  | 0 |  | 0
|  |  |  | 0 |  | 0
|  |  |  | 0 |  | 0
|  |  |  | 0 |  | 0
|  |  |  | 0 |  | 0
|  |  |  | 0 |  | 0
|  |  |  | 0 |  | 0
|  |  |  | 0 |  | 0
|  |  |  | 0 |  | 0
|  |  |  | 0 |  | 0
|  |  |  | 0 |  | 0
|  |  |  | 0 |  | 0
|  |  |  | 0 |  | 0
|  |  |  | 0 |  | 0
|  |  |  | 0 |  | 0
|  |  |  | 0 |  | 0
|  |  |  | 0 |  | 0
|  |  |  | 0 |  | 0
|  |  |  | 0 |  | 0
|  |  |  | 0 |  | 0
|  |  |  | 0 |  | 0
|  |  |  | 0 |  | 0
|  |  |  | 0 |  | 0
|  |  |  | 0 |  | 0
|  |  |  | 0 |  | 0
|  |  |  | 0 |  | 0
|  |  |  | 0 |  | 0
|  |  |  | 0 |  | 0
|  |  |  | 0 |  | 0
|  |  |  | 0 |  | 0
|  |  |  | 0 |  | 0
|  |  |  | 0 |  | 0
|  |  |  | 0 |  | 0
|  |  |  | 0 |  | 0
|  |  |  | 0 |  | 0
|  |  |  | 0 |  | 0
|  |  |  | 0 |  | 0
|  |  |  | 0 |  | 0
|  |  |  | 0 |  | 0
|  |  |  | 0 |  | 0
|  |  |  | 0 |  | 0
|  |  |  | 0 |  | 0
|  |  |  | 0 |  | 0
|  |  |  | 0 |  | 0
|  |  |  | 0 |  | 0
|  |  |  | 0 |  | 0
|  |  |  | 0 |  | 0
|  |  |  | 0 |  | 0
|  |  |  | 0 |  | 0
|  |  |  | 0 |  | 0
|  |  |  | 0 |  | 0
|  |  |  | 0 |  | 0
|  |  |  | 0 |  | 0
|  |  |  | 0 |  | 0
|  |  |  | 0 |  | 0
|  |  |  | 0 |  | 0
|  |  |  | 0 |  | 0
|  |  |  | 0 |  | 0
|  |  |  | 0 |  | 0
|  |  |  | 0 |  | 0
|  |  |  | 0 |  | 0
|  |  |  | 0 |  | 0
|  |  |  | 0 |  | 0
|  |  |  | 0 |  | 0
|  |  |  | 0 |  | 0
|  |  |  | 0 |  | 0
|  |  |  | 0 |  | 0
|  |  |  | 0 |  | 0
|  |  |  | 0 |  | 0
|  |  |  | 0 |  | 0
|  |  |  | 0 |  | 0
|  |  |  | 0 |  | 0
|  |  |  | 0 |  | 0
|  |  |  | 0 |  | 0
|  |  |  | 0 |  | 0
|  |  |  | 0 |  | 0
|  |  |  | 0 |  | 0
|  |  |  | 0 |  | 0
|  |  |  | 0 |  | 0
|  |  |  | 0 |  | 0
|  |  |  | 0 |  | 0
|  |  |  | 0 |  | 0
|  |  |  | 0 |  | 0
|  |  |  | 0 |  | 0
|  |  |  | 0 |  | 0
|  |  |  | 0 |  | 0
|  |  |  | 0 |  | 0
|  |  |  | 0 |  | 0
|  |  |  | 0 |  | 0
|  |  |  | 0 |  | 0
|  |  |  | 0 |  | 0
|  |  |  | 0 |  | 0
|  |  |  | 0 |  | 0
|  |  |  | 0 |  | 0
|  |  |  | 0 |  | 0
|  |  |  | 0 |  | 0
|  |  |  | 0 |  | 0
|  |  |  | 0 |  | 0
|  |  |  | 0 |  | 0
|  |  |  | 0 |  | 0
|  |  |  | 0 |  | 0
|  |  |  | 0 |  | 0
|  |  |  | 0 |  | 0
|  |  |  | 0 |  | 0
|  |  |  | 0 |  | 0
|  |  |  | 0 |  | 0
|  |  |  | 0 |  | 0
|  |  |  | 0 |  | 0
|  |  |  | 0 |  | 0
|  |  |  | 0 |  | 0
|  |  |  | 0 |  | 0
|  |  |  | 0 |  | 0
|  |  |  | 0 |  | 0
|  |  |  | 0 |  | 0
|  |  |  | 0 |  | 0
|  |  |  | 0 |  | 0
|  |  |  | 0 |  | 0
|  |  |  | 0 |  | 0
|  |  |  | 0 |  | 0
|  |  |  | 0 |  | 0
|  |  |  | 0 |  | 0
|  |  |  | 0 |  | 0
|  |  |  | 0 |  | 0
|  |  |  | 0 |  | 0
|  |  |  | 0 |  | 0
|  |  |  | 0 |  | 0
|  |  |  | 0 |  | 0
|  |  |  | 0 |  | 0
|  |  |  | 0 |  | 0
|  |  |  | 0 |  | 0
|  |  |  | 0 |  | 0
|  |  |  | 0 |  | 0
|  |  |  | 0 |  | 0
|  |  |  | 0 |  | 0
|  |  |  | 0 |  | 0
|  |  |  | 0 |  | 0
|  |  |  | 0 |  | 0
|  |  |  | 0 |  | 0
|  |  |  | 0 |  | 0
|  |  |  | 0 |  | 0
|  |  |  | 0 |  | 0
|  |  |  | 0 |  | 0
|  |  |  | 0 |  | 0
|  |  |  | 0 |  | 0
|  |  |  | 0 |  | 0
|  |  |  | 0 |  | 0
|  |  |  | 0 |  | 0
|  |  |  | 0 |  | 0
|  |  |  | 0 |  | 0
|  |  |  | 0 |  | 0
|  |  |  | 0 |  | 0
|  |  |  | 0 |  | 0
|  |  |  | 0 |  | 0
|  |  |  | 0 |  | 0
|  |  |  | 0 |  | 0
|  |  |  | 0 |  | 0
|  |  |  | 0 |  | 0
|  |  |  | 0 |  | 0
|  |  |  | 0 |  | 0
|  |  |  | 0 |  | 0
|  |  |  | 0 |  | 0
|  |  |  | 0 |  | 0
|  |  |  | 0 |  | 0
|  |  |  | 0 |  | 0
|  |  |  | 0 |  | 0
|  |  |  | 0 |  | 0
|  |  |  | 0 |  | 0
|  |  |  | 0 |  | 0
|  |  |  | 0 |  | 0
|  |  |  | 0 |  | 0
|  |  |  | 0 |  | 0
|  |  |  | 0 |  | 0
|  |  |  | 0 |  | 0
|  |  |  | 0 |  | 0
|  |  |  | 0 |  | 0
|  |  |  | 0 |  | 0
|  |  |  | 0 |  | 0
|  |  |  | 0 |  | 0
|  |  |  | 0 |  | 0
|  |  |  | 0 |  | 0
|  |  |  | 0 |  | 0
|  |  |  | 0 |  | 0
|  |  |  | 0 |  | 0
|  |  |  | 0 |  | 0
|  |  |  | 0 |  | 0
|  |  |  | 0 |  | 0
|  |  |  | 0 |  | 0
|  |  |  | 0 |  | 0
|  |  |  | 0 |  | 0
|  |  |  | 0 |  | 0
|  |  |  | 0 |  | 0
|  |  |  | 0 |  | 0
|  |  |  | 0 |  | 0
|  |  |  | 0 |  | 0
|  |  |  | 0 |  | 0
|  |  |  | 0 |  | 0
|  |  |  | 0 |  | 0
|  |  |  | 0 |  | 0
|  |  |  | 0 |  | 0
|  |  |  | 0 |  | 0
|  |  |  | 0 |  | 0
|  |  |  | 0 |  | 0
|  |  |  | 0 |  | 0
|  |  |  | 0 |  | 0
|  |  |  | 0 |  | 0
|  |  |  | 0 |  | 0
|  |  |  | 0 |  | 0
|  |  |  | 0 |  | 0
|  |  |  | 0 |  | 0
|  |  |  | 0 |  | 0
|  |  |  | 0 |  | 0
|  |  |  | 0 |  | 0
|  |  |  | 0 |  | 0
|  |  |  | 0 |  | 0
|  |  |  | 0 |  | 0
|  |  |  | 0 |  | 0
|  |  |  | 0 |  | 0
|  |  |  | 0 |  | 0
|  |  |  | 0 |  | 0
|  |  |  | 0 |  | 0
|  |  |  | 0 |  | 0
|  |  |  | 0 |  | 0
|  |  |  | 0 |  | 0
|  |  |  | 0 |  | 0
|  |  |  | 0 |  | 0
|  |  |  | 0 |  | 0
|  |  |  | 0 |  | 0
|  |  |  | 0 |  | 0
|  |  |  | 0 |  | 0
|  |  |  | 0 |  | 0
|  |  |  | 0 |  | 0
|  |  |  | 0 |  | 0
|  |  |  | 0 |  | 0
|  |  |  | 0 |  | 0
|  |  |  | 0 |  | 0
|  |  |  | 0 |  | 0
|  |  |  | 0 |  | 0
|  |  |  | 0 |  | 0
|  |  |  | 0 |  | 0
|  |  |  | 0 |  | 0
|  |  |  | 0 |  | 0
|  |  |  | 0 |  | 0
|  |  |  | 0 |  | 0
|  |  |  | 0 |  | 0
|  |  |  | 0 |  | 0
|  |  |  | 0 |  | 0
|  |  |  | 0 |  | 0
|  |  |  | 0 |  | 0
|  |  |  | 0 |  | 0
|  |  |  | 0 |  | 0
|  |  |  | 0 |  | 0
|  |  |  | 0 |  | 0
|  |  |  | 0 |  | 0
|  |  |  | 0 |  | 0
|  |  |  | 0 |  | 0
|  |  |  | 0 |  | 0
|  |  |  | 0 |  | 0
|  |  |  | 0 |  | 0
|  |  |  | 0 |  | 0
|  |  |  | 0 |  | 0
|  |  |  | 0 |  | 0
|  |  |  | 0 |  | 0
|  |  |  | 0 |  | 0
|  |  |  | 0 |  | 0
|  |  |  | 0 |  | 0
|  |  |  | 0 |  | 0
|  |  |  | 0 |  | 0
|  |  |  | 0 |  | 0
|  |  |  | 0 |  | 0
|  |  |  | 0 |  | 0
|  |  |  | 0 |  | 0
|  |  |  | 0 |  | 0
|  |  |  | 0 |  | 0
|  |  |  | 0 |  | 0
|  |  |  | 0 |  | 0
|  |  |  | 0 |  | 0
|  |  |  | 0 |  | 0
|  |  |  | 0 |  | 0
|  |  |  | 0 |  | 0
|  |  |  | 0 |  | 0
|  |  |  | 0 |  | 0
|  |  |  | 0 |  | 0
|  |  |  | 0 |  | 0
|  |  |  | 0 |  | 0
|  |  |  | 0 |  | 0
|  |  |  | 0 |  | 0
|  |  |  | 0 |  | 0
|  |  |  | 0 |  | 0
|  |  |  | 0 |  | 0
|  |  |  | 0 |  | 0
|  |  |  | 0 |  | 0
|  |  |  | 0 |  | 0
|  |  |  | 0 |  | 0
|  |  |  | 0 |  | 0
|  |  |  | 0 |  | 0
|  |  |  | 0 |  | 0
|  |  |  | 0 |  | 0
|  |  |  | 0 |  | 0
|  |  |  | 0 |  | 0
|  |  |  | 0 |  | 0
|  |  |  | 0 |  | 0
|  |  |  | 0 |  | 0
|  |  |  | 0 |  | 0
|  |  |  | 0 |  | 0
|  |  |  | 0 |  | 0
|  |  |  | 0 |  | 0
|  |  |  | 0 |  | 0
|  |  |  | 0 |  | 0
|  |  |  | 0 |  | 0
|  |  |  | 0 |  | 0
|  |  |  | 0 |  | 0
|  |  |  | 0 |  | 0
|  |  |  | 0 |  | 0
|  |  |  | 0 |  | 0
|  |  |  | 0 |  | 0
|  |  |  | 0 |  | 0
|  |  |  | 0 |  | 0
|  |  |  | 0 |  | 0
|  |  |  | 0 |  | 0
|  |  |  | 0 |  | 0
|  |  |  | 0 |  | 0
|  |  |  | 0 |  | 0
|  |  |  | 0 |  | 0
|  |  |  | 0 |  | 0
|  |  |  | 0 |  | 0
|  |  |  | 0 |  | 0
|  |  |  | 0 |  | 0
|  |  |  | 0 |  | 0
|  |  |  | 0 |  | 0
|  |  |  | 0 |  | 0
|  |  |  | 0 |  | 0
|  |  |  | 0 |  | 0
|  |  |  | 0 |  | 0
|  |  |  | 0 |  | 0
|  |  |  | 0 |  | 0
|  |  |  | 0 |  | 0
|  |  |  | 0 |  | 0
|  |  |  | 0 |  | 0
|  |  |  | 0 |  | 0
|  |  |  | 0 |  | 0
|  |  |  | 0 |  | 0
|  |  |  | 0 |  | 0
|  |  |  | 0 |  | 0
|  |  |  | 0 |  | 0
|  |  |  | 0 |  | 0
|  |  |  | 0 |  | 0
|  |  |  | 0 |  | 0
|  |  |  | 0 |  | 0
|  |  |  | 0 |  | 0
|  |  |  | 0 |  | 0
|  |  |  | 0 |  | 0
|  |  |  | 0 |  | 0
|  |  |  | 0 |  | 0
|  |  |  | 0 |  | 0
|  |  |  | 0 |  | 0
|  |  |  | 0 |  | 0
|  |  |  | 0 |  | 0
|  |  |  | 0 |  | 0
|  |  |  | 0 |  | 0
|  |  |  | 0 |  | 0
|  |  |  | 0 |  | 0
|  |  |  | 0 |  | 0
|  |  |  | 0 |  | 0
|  |  |  | 0 |  | 0
|  |  |  | 0 |  | 0
|  |  |  | 0 |  | 0
|  |  |  | 0 |  | 0
|  |  |  | 0 |  | 0
|  |  |  | 0 |  | 0
|  |  |  | 0 |  | 0
|  |  |  | 0 |  | 0
|  |  |  | 0 |  | 0
|  |  |  | 0 |  | 0
|  |  |  | 0 |  | 0
|  |  |  | 0 |  | 0
|  |  |  | 0 |  | 0
|  |  |  | 0 |  | 0
|  |  |  | 0 |  | 0
|  |  |  | 0 |  | 0
|  |  |  | 0 |  | 0
|  |  |  | 0 |  | 0
|  |  |  | 0 |  | 0
|  |  |  | 0 |  | 0
|  |  |  | 0 |  | 0
|  |  |  | 0 |  | 0
|  |  |  | 0 |  | 0
|  |  |  | 0 |  | 0
|  |  |  | 0 |  | 0
|  |  |  | 0 |  | 0
|  |  |  | 0 |  | 0
|  |  |  | 0 |  | 0
|  |  |  | 0 |  | 0
|  |  |  | 0 |  | 0
|  |  |  | 0 |  | 0
|  |  |  | 0 |  | 0
|  |  |  | 0 |  | 0
|  |  |  | 0 |  | 0
|  |  |  | 0 |  | 0
|  |  |  | 0 |  | 0
|  |  |  | 0 |  | 0
|  |  |  | 0 |  | 0
|  |  |  | 0 |  | 0
|  |  |  | 0 |  | 0
|  |  |  | 0 |  | 0
|  |  |  | 0 |  | 0
|  |  |  | 0 |  | 0
|  |  |  | 0 |  | 0
|  |  |  | 0 |  | 0
|  |  |  | 0 |  | 0
|  |  |  | 0 |  | 0
|  |  |  | 0 |  | 0
|  |  |  | 0 |  | 0
|  |  |  | 0 |  | 0
|  |  |  | 0 |  | 0
|  |  |  | 0 |  | 0
|  |  |  | 0 |  | 0
|  |  |  | 0 |  | 0
|  |  |  | 0 |  | 0
|  |  |  | 0 |  | 0
|  |  |  | 0 |  | 0
|  |  |  | 0 |  | 0
|  |  |  | 0 |  | 0
|  |  |  | 0 |  | 0
|  |  |  | 0 |  | 0
|  |  |  | 0 |  | 0
|  |  |  | 0 |  | 0
|  |  |  | 0 |  | 0
|  |  |  | 0 |  | 0
|  |  |  | 0 |  | 0
|  |  |  | 0 |  | 0
|  |  |  | 0 |  | 0
|  |  |  | 0 |  | 0
|  |  |  | 0 |  | 0
|  |  |  | 0 |  | 0
|  |  |  | 0 |  | 0
|  |  |  | 0 |  | 0
|  |  |  | 0 |  | 0
|  |  |  | 0 |  | 0
|  |  |  | 0 |  | 0
|  |  |  | 0 |  | 0
|  |  |  | 0 |  | 0
|  |  |  | 0 |  | 0
|  |  |  | 0 |  | 0
|  |  |  | 0 |  | 0
|  |  |  | 0 |  | 0
|  |  |  | 0 |  | 0
|  |  |  | 0 |  | 0
|  |  |  | 0 |  | 0
|  |  |  | 0 |  | 0
|  |  |  | 0 |  | 0
|  |  |  | 0 |  | 0
|  |  |  | 0 |  | 0
|  |  |  | 0 |  | 0
|  |  |  | 0 |  | 0
|  |  |  | 0 |  | 0
|  |  |  | 0 |  | 0
|  |  |  | 0 |  | 0
|  |  |  | 0 |  | 0
|  |  |  | 0 |  | 0
|  |  |  | 0 |  | 0
|  |  |  | 0 |  | 0
|  |  |  | 0 |  | 0
|  |  |  | 0 |  | 0
|  |  |  | 0 |  | 0
|  |  |  | 0 |  | 0
|  |  |  | 0 |  | 0
|  |  |  | 0 |  | 0
|  |  |  | 0 |  | 0
|  |  |  | 0 |  | 0
|  |  |  | 0 |  | 0
|  |  |  | 0 |  | 0
|  |  |  | 0 |  | 0
|  |  |  | 0 |  | 0
|  |  |  | 0 |  | 0
|  |  |  | 0 |  | 0
|  |  |  | 0 |  | 0
|  |  |  | 0 |  | 0
|  |  |  | 0 |  | 0
|  |  |  | 0 |  | 0
|  |  |  | 0 |  | 0
|  |  |  | 0 |  | 0
|  |  |  | 0 |  | 0
|  |  |  | 0 |  | 0
|  |  |  | 0 |  | 0
|  |  |  | 0 |  | 0
|  |  |  | 0 |  | 0
|  |  |  | 0 |  | 0
|  |  |  | 0 |  | 0
|  |  |  | 0 |  | 0
|  |  |  | 0 |  | 0
|  |  |  | 0 |  | 0
|  |  |  | 0 |  | 0
|  |  |  | 0 |  | 0
|  |  |  | 0 |  | 0
|  |  |  | 0 |  | 0
|  |  |  | 0 |  | 0
|  |  |  | 0 |  | 0
|  |  |  | 0 |  | 0
|  |  |  | 0 |  | 0
|  |  |  | 0 |  | 0
|  |  |  | 0 |  | 0
|  |  |  | 0 |  | 0
|  |  |  | 0 |  | 0
|  |  |  | 0 |  | 0
|  |  |  | 0 |  | 0
|  |  |  | 0 |  | 0
|  |  |  | 0 |  | 0
|  |  |  | 0 |  | 0
|  |  |  | 0 |  | 0
|  |  |  | 0 |  | 0
|  |  |  | 0 |  | 0
|  |  |  | 0 |  | 0
|  |  |  | 0 |  | 0
|  |  |  | 0 |  | 0
|  |  |  | 0 |  | 0
|  |  |  | 0 |  | 0
|  |  |  | 0 |  | 0
|  |  |  | 0 |  | 0
|  |  |  | 0 |  | 0
|  |  |  | 0 |  | 0
|  |  |  | 0 |  | 0
|  |  |  | 0 |  | 0
|  |  |  | 0 |  | 0
|  |  |  | 0 |  | 0
|  |  |  | 0 |  | 0
|  |  |  | 0 |  | 0
|  |  |  | 0 |  | 0
|  |  |  | 0 |  | 0
|  |  |  | 0 |  | 0
|  |  |  | 0 |  | 0
|  |  |  | 0 |  | 0
|  |  |  | 0 |  | 0
|  |  |  | 0 |  | 0
|  |  |  | 0 |  | 0
|  |  |  | 0 |  | 0
|  |  |  | 0 |  | 0
|  |  |  | 0 |  | 0
|  |  |  | 0 |  | 0
|  |  |  | 0 |  | 0
|  |  |  | 0 |  | 0
|  |  |  | 0 |  | 0
|  |  |  | 0 |  | 0
|  |  |  | 0 |  | 0
|  |  |  | 0 |  | 0
|  |  |  | 0 |  | 0
|  |  |  | 0 |  | 0
|  |  |  | 0 |  | 0
|  |  |  | 0 |  | 0
|  |  |  | 0 |  | 0
|  |  |  | 0 |  | 0
|  |  |  | 0 |  | 0
|  |  |  | 0 |  | 0
|  |  |  | 0 |  | 0
|  |  |  | 0 |  | 0
|  |  |  | 0 |  | 0
|  |  |  | 0 |  | 0
|  |  |  | 0 |  | 0
|  |  |  | 0 |  | 0
|  |  |  | 0 |  | 0
|  |  |  | 0 |  | 0
|  |  |  | 0 |  | 0
|  |  |  | 0 |  | 0
|  |  |  | 0 |  | 0
|  |  |  | 0 |  | 0
|  |  |  | 0 |  | 0
|  |  |  | 0 |  | 0
|  |  |  | 0 |  | 0
|  |  |  | 0 |  | 0
|  |  |  | 0 |  | 0
|  |  |  | 0 |  | 0
|  |  |  | 0 |  | 0
|  |  |  | 0 |  | 0
|  |  |  | 0 |  | 0
|  |  |  | 0 |  | 0
|  |  |  | 0 |  | 0
|  |  |  | 0 |  | 0
|  |  |  | 0 |  | 0
|  |  |  | 0 |  | 0
|  |  |  | 0 |  | 0
|  |  |  | 0 |  | 0
|  |  |  | 0 |  | 0
|  |  |  | 0 |  | 0
|  |  |  | 0 |  | 0
|  |  |  | 0 |  | 0
|  |  |  | 0 |  | 0
|  |  |  | 0 |  | 0
|  |  |  | 0 |  | 0
|  |  |  | 0 |  | 0
|  |  |  | 0 |  | 0
|  |  |  | 0 |  | 0
|  |  |  | 0 |  | 0
|  |  |  | 0 |  | 0
|  |  |  | 0 |  | 0
|  |  |  | 0 |  | 0
|  |  |  | 0 |  | 0
|  |  |  | 0 |  | 0
|  |  |  | 0 |  | 0
|  |  |  | 0 |  | 0
|  |  |  | 0 |  | 0
|  |  |  | 0 |  | 0
|  |  |  | 0 |  | 0
|  |  |  | 0 |  | 0
|  |  |  | 0 |  | 0
|  |  |  | 0 |  | 0
|  |  |  | 0 |  | 0
|  |  |  | 0 |  | 0
|  |  |  | 0 |  | 0
|  |  |  | 0 |  | 0
|  |  |  | 0 |  | 0
|  |  |  | 0 |  | 0
|  |  |  | 0 |  | 0
|  |  |  | 0 |  | 0
|  |  |  | 0 |  | 0
|  |  |  | 0 |  | 0
|  |  |  | 0 |  | 0
|  |  |  | 0 |  | 0
|  |  |  | 0 |  | 0
|  |  |  | 0 |  | 0
|  |  |  | 0 |  | 0
|  |  |  | 0 |  | 0
|  |  |  | 0 |  | 0
|  |  |  | 0 |  | 0
|  |  |  | 0 |  | 0
|  |  |  | 0 |  | 0
|  |  |  | 0 |  | 0
|  |  |  | 0 |  | 0
|  |  |  | 0 |  | 0
|  |  |  | 0 |  | 0
|  |  |  | 0 |  | 0
|  |  |  | 0 |  | 0
|  |  |  | 0 |  | 0
|  |  |  | 0 |  | 0
|  |  |  | 0 |  | 0
|  |  |  | 0 |  | 0
|  |  |  | 0 |  | 0
|  |  |  | 0 |  | 0
|  |  |  | 0 |  | 0
|  |  |  | 0 |  | 0
|  |  |  | 0 |  | 0
|  |  |  | 0 |  | 0
|  |  |  | 0 |  | 0
|  |  |  | 0 |  | 0
|  |  |  | 0 |  | 0
|  |  |  | 0 |  | 0
|  |  |  | 0 |  | 0
|  |  |  | 0 |  | 0
|  |  |  | 0 |  | 0
|  |  |  | 0 |  | 0
|  |  |  | 0 |  | 0
|  |  |  | 0 |  | 0
|  |  |  | 0 |  | 0
|  |  |  | 0 |  | 0
|  |  |  | 0 |  | 0
|  |  |  | 0 |  | 0
|  |  |  | 0 |  | 0
|  |  |  | 0 |  | 0
|  |  |  | 0 |  | 0
|  |  |  | 0 |  | 0
|  |  |  | 0 |  | 0
|  |  |  | 0 |  | 0
|  |  |  | 0 |  | 0
|  |  |  | 0 |  | 0
|  |  |  | 0 |  | 0
|  |  |  | 0 |  | 0
|  |  |  | 0 |  | 0
|  |  |  | 0 |  | 0
|  |  |  | 0 |  | 0
|  |  |  | 0 |  | 0
|  |  |  | 0 |  | 0
|  |  |  | 0 |  | 0
|  |  |  | 0 |  | 0
|  |  |  | 0 |  | 0
|  |  |  | 0 |  | 0
|  |  |  | 0 |  | 0
|  |  |  | 0 |  | 0
|  |  |  | 0 |  | 0
|  |  |  | 0 |  | 0
|  |  |  | 0 |  | 0
|  |  |  | 0 |  | 0
|  |  |  | 0 |  | 0
|  |  |  | 0 |  | 0
|  |  |  | 0 |  | 0
|  |  |  | 0 |  | 0
|  |  |  | 0 |  | 0
|  |  |  | 0 |  | 0
|  |  |  | 0 |  | 0
|  |  |  | 0 |  | 0
|  |  |  | 0 |  | 0
|  |  |  | 0 |  | 0
|  |  |  | 0 |  | 0
|  |  |  | 0 |  | 0
|  |  |  | 0 |  | 0
|  |  |  | 0 |  | 0
|  |  |  | 0 |  | 0
|  |  |  | 0 |  | 0
|  |  |  | 0 |  | 0
|  |  |  | 0 |  | 0
|  |  |  | 0 |  | 0
|  |  |  | 0 |  | 0
|  |  |  | 0 |  | 0
|  |  |  | 0 |  | 0
|  |  |  | 0 |  | 0
|  |  |  | 0 |  | 0
|  |  |  | 0 |  | 0
|  |  |  | 0 |  | 0
|  |  |  | 0 |  | 0
|  |  |  | 0 |  | 0
|  |  |  | 0 |  | 0
|  |  |  | 0 |  | 0
|  |  |  | 0 |  | 0
|  |  |  | 0 |  | 0
|  |  |  | 0 |  | 0
|  |  |  | 0 |  | 0
|  |  |  | 0 |  | 0
|  |  |  | 0 |  | 0
|  |  |  | 0 |  | 0
|  |  |  | 0 |  | 0
|  |  |  | 0 |  | 0
|  |  |  | 0 |  | 0
|  |  |  | 0 |  | 0
|  |  |  | 0 |  | 0
|  |  |  | 0 |  | 0
|  |  |  | 0 |  | 0
|  |  |  | 0 |  | 0
|  |  |  | 0 |  | 0
|  |  |  | 0 |  | 0
|  |  |  | 0 |  | 0
|  |  |  | 0 |  | 0
|  |  |  | 0 |  | 0
|  |  |  | 0 |  | 0
|  |  |  | 0 |  | 0
|  |  |  | 0 |  | 0
|  |  |  | 0 |  | 0
|  |  |  | 0 |  | 0
|  |  |  | 0 |  | 0
|  |  |  | 0 |  | 0
|  |  |  | 0 |  | 0
|  |  |  | 0 |  | 0
|  |  |  | 0 |  | 0
|  |  |  | 0 |  | 0
|  |  |  | 0 |  | 0
|  |  |  | 0 |  | 0
|  |  |  | 0 |  | 0
|  |  |  | 0 |  | 0
|  |  |  | 0 |  | 0
|  |  |  | 0 |  | 0
|  |  |  | 0 |  | 0
|  |  |  | 0 |  | 0
|  |  |  | 0 |  | 0
|  |  |  | 0 |  | 0
|  |  |  | 0 |  | 0
|  |  |  | 0 |  | 0
|  |  |  | 0 |  | 0
|  |  |  | 0 |  | 0
|  |  |  | 0 |  | 0
|  |  |  | 0 |  | 0
|  |  |  | 0 |  | 0
|  |  |  | 0 |  | 0
|  |  |  | 0 |  | 0
|  |  |  | 0 |  | 0
|  |  |  | 0 |  | 0
|  |  |  | 0 |  | 0
|  |  |  | 0 |  | 0
|  |  |  | 0 |  | 0
|  |  |  | 0 |  | 0
|  |  |  | 0 |  | 0
|  |  |  | 0 |  | 0
|  |  |  | 0 |  | 0
|  |  |  | 0 |  | 0
|  |  |  | 0 |  | 0
|  |  |  | 0 |  | 0
|  |  |  | 0 |  | 0
|  |  |  | 0 |  | 0
|  |  |  | 0 |  | 0
|  |  |  | 0 |  | 0
|  |  |  | 0 |  | 0
|  |  |  | 0 |  | 0
|  |  |  | 0 |  | 0
|  |  |  | 0 |  | 0
|  |  |  | 0 |  | 0
|  |  |  | 0 |  | 0
|  |  |  | 0 |  | 0
|  |  |  | 0 |  | 0
|  |  |  | 0 |  | 0
|  |  |  | 0 |  | 0
|  |  |  | 0 |  | 0
|  |  |  | 0 |  | 0
|  |  |  | 0 |  | 0
|  |  |  | 0 |  | 0
|  |  |  | 0 |  | 0
|  |  |  | 0 |  | 0
|  |  |  | 0 |  | 0
|  |  |  | 0 |  | 0
|  |  |  | 0 |  | 0
|  |  |  | 0 |  | 0
|  |  |  | 0 |  | 0
|  |  |  | 0 |  | 0
|  |  |  | 0 |  | 0
|  |  |  | 0 |  | 0
|  |  |  | 0 |  | 0
|  |  |  | 0 |  | 0
|  |  |  | 0 |  | 0
|  |  |  | 0 |  | 0
|  |  |  | 0 |  | 0
|  |  |  | 0 |  | 0
|  |  |  | 0 |  | 0
|  |  |  | 0 |  | 0
|  |  |  | 0 |  | 0
|  |  |  | 0 |  | 0
|  |  |  | 0 |  | 0
|  |  |  | 0 |  | 0
|  |  |  | 0 |  | 0
|  |  |  | 0 |  | 0
|  |  |  | 0 |  | 0
|  |  |  | 0 |  | 0
|  |  |  | 0 |  | 0
|  |  |  | 0 |  | 0
|  |  |  | 0 |  | 0
|  |  |  | 0 |  | 0
|  |  |  | 0 |  | 0
|  |  |  | 0 |  | 0
|  |  |  | 0 |  | 0
|  |  |  | 0 |  | 0
|  |  |  | 0 |  | 0
|  |  |  | 0 |  | 0
|  |  |  | 0 |  | 0
|  |  |  | 0 |  | 0
|  |  |  | 0 |  | 0
|  |  |  | 0 |  | 0
|  |  |  | 0 |  | 0
|  |  |  | 0 |  | 0
|  |  |  | 0 |  | 0
|  |  |  | 0 |  | 0
|  |  |  | 0 |  | 0
|  |  |  | 0 |  | 0
|  |  |  | 0 |  | 0
|  |  |  | 0 |  | 0
|  |  |  | 0 |  | 0
|  |  |  | 0 |  | 0
|  |  |  | 0 |  | 0
|  |  |  | 0 |  | 0
|  |  |  | 0 |  | 0
|  |  |  | 0 |  | 0
|  |  |  | 0 |  | 0
|  |  |  | 0 |  | 0
|  |  |  | 0 |  | 0
|  |  |  | 0 |  | 0
|  |  |  | 0 |  | 0
|  |  |  | 0 |  | 0
|  |  |  | 0 |  | 0
|  |  |  | 0 |  | 0
|  |  |  | 0 |  | 0
|  |  |  | 0 |  | 0
|  |  |  | 0 |  | 0
|  |  |  | 0 |  | 0
|  |  |  | 0 |  | 0
|  |  |  | 0 |  | 0
|  |  |  | 0 |  | 0
|  |  |  | 0 |  | 0
|  |  |  | 0 |  | 0
|  |  |  | 0 |  | 0
|  |  |  | 0 |  | 0
|  |  |  | 0 |  | 0
|  |  |  | 0 |  | 0
|  |  |  | 0 |  | 0
|  |  |  | 0 |  | 0
|  |  |  | 0 |  | 0
|  |  |  | 0 |  | 0
|  |  |  | 0 |  | 0
|  |  |  | 0 |  | 0
|  |  |  | 0 |  | 0
|  |  |  | 0 |  | 0
|  |  |  | 0 |  | 0
|  |  |  | 0 |  | 0
|  |  |  | 0 |  | 0
|  |  |  | 0 |  | 0
|  |  |  | 0 |  | 0
|  |  |  | 0 |  | 0
|  |  |  | 0 |  | 0
|  |  |  | 0 |  | 0
|  |  |  | 0 |  | 0
|  |  |  | 0 |  | 0
|  |  |  | 0 |  | 0
|  |  |  | 0 |  | 0
|  |  |  | 0 |  | 0
|  |  |  | 0 |  | 0
|  |  |  | 0 |  | 0
|  |  |  | 0 |  | 0
|  |  |  | 0 |  | 0
|  |  |  | 0 |  | 0
|  |  |  | 0 |  | 0
|  |  |  | 0 |  | 0
|  |  |  | 0 |  | 0
|  |  |  | 0 |  | 0
|  |  |  | 0 |  | 0
|  |  |  | 0 |  | 0
|  |  |  | 0 |  | 0
|  |  |  | 0 |  | 0
|  |  |  | 0 |  | 0
|  |  |  | 0 |  | 0
|  |  |  | 0 |  | 0
|  |  |  | 0 |  | 0
|  |  |  | 0 |  | 0
|  |  |  | 0 |  | 0
|  |  |  | 0 |  | 0
|  |  |  | 0 |  | 0
|  |  |  | 0 |  | 0
|  |  |  | 0 |  | 0
|  |  |  | 0 |  | 0
|  |  |  | 0 |  | 0
|  |  |  | 0 |  | 0
|  |  |  | 0 |  | 0
|  |  |  | 0 |  | 0
|  |  |  | 0 |  | 0
|  |  |  | 0 |  | 0
|  |  |  | 0 |  | 0
|  |  |  | 0 |  | 0
|  |  |  | 0 |  | 0
|  |  |  | 0 |  | 0
|  |  |  | 0 |  | 0
|  |  |  | 0 |  | 0
|  |  |  | 0 |  | 0
|  |  |  | 0 |  | 0
|  |  |  | 0 |  | 0
|  |  |  | 0 |  | 0
|  |  |  | 0 |  | 0
|  |  |  | 0 |  | 0
|  |  |  | 0 |  | 0
|  |  |  | 0 |  | 0
|  |  |  | 0 |  | 0
|  |  |  | 0 |  | 0
|  |  |  | 0 |  | 0
|  |  |  | 0 |  | 0
|  |  |  | 0 |  | 0
|  |  |  | 0 |  | 0
|  |  |  | 0 |  | 0
|  |  |  | 0 |  | 0
|  |  |  | 0 |  | 0
|  |  |  | 0 |  | 0
|  |  |  | 0 |  | 0
|  |  |  | 0 |  | 0
|  |  |  | 0 |  | 0
|  |  |  | 0 |  | 0
|  |  |  | 0 |  | 0
|  |  |  | 0 |  | 0
|  |  |  | 0 |  | 0
|  |  |  | 0 |  | 0
|  |  |  | 0 |  | 0
|  |  |  | 0 |  | 0
|  |  |  | 0 |  | 0
|  |  |  | 0 |  | 0
|  |  |  | 0 |  | 0
|  |  |  | 0 |  | 0
|  |  |  | 0 |  | 0
|  |  |  | 0 |  | 0
|  |  |  | 0 |  | 0
|  |  |  | 0 |  | 0
|  |  |  | 0 |  | 0
|  |  |  | 0 |  | 0
|  |  |  | 0 |  | 0
|  |  |  | 0 |  | 0
|  |  |  | 0 |  | 0
|  |  |  | 0 |  | 0
|  |  |  | 0 |  | 0
|  |  |  | 0 |  | 0
|  |  |  | 0 |  | 0
|  |  |  | 0 |  | 0
|  |  |  | 0 |  | 0
|  |  |  | 0 |  | 0
|  |  |  | 0 |  | 0
|  |  |  | 0 |  | 0
|  |  |  | 0 |  | 0
|  |  |  | 0 |  | 0
|  |  |  | 0 |  | 0
|  |  |  | 0 |  | 0
|  |  |  | 0 |  | 0
|  |  |  | 0 |  | 0
|  |  |  | 0 |  | 0
|  |  |  | 0 |  | 0
|  |  |  | 0 |  | 0
|  |  |  | 0 |  | 0
|  |  |  | 0 |  | 0
|  |  |  | 0 |  | 0
|  |  |  | 0 |  | 0
|  |  |  | 0 |  | 0
|  |  |  | 0 |  | 0
|  |  |  | 0 |  | 0
|  |  |  | 0 |  | 0
|  |  |  | 0 |  | 0
|  |  |  | 0 |  | 0
|  |  |  | 0 |  | 0
|  |  |  | 0 |  | 0
|  |  |  | 0 |  | 0
|  |  |  | 0 |  | 0
|  |  |  | 0 |  | 0
|  |  |  | 0 |  | 0
|  |  |  | 0 |  | 0
|  |  |  | 0 |  | 0
|  |  |  | 0 |  | 0
|  |  |  | 0 |  | 0
|  |  |  | 0 |  | 0
|  |  |  | 0 |  | 0
|  |  |  | 0 |  | 0
|  |  |  | 0 |  | 0
|  |  |  | 0 |  | 0
|  |  |  | 0 |  | 0
|  |  |  | 0 |  | 0
|  |  |  | 0 |  | 0
|  |  |  | 0 |  | 0
|  |  |  | 0 |  | 0
|  |  |  | 0 |  | 0
|  |  |  | 0 |  | 0
|  |  |  | 0 |  | 0
|  |  |  | 0 |  | 0
|  |  |  | 0 |  | 0
|  |  |  | 0 |  | 0
|  |  |  | 0 |  | 0
|  |  |  | 0 |  | 0
|  |  |  | 0 |  | 0
|  |  |  | 0 |  | 0
|  |  |  | 0 |  | 0
|  |  |  | 0 |  | 0
|  |  |  | 0 |  | 0
|  |  |  | 0 |  | 0
|  |  |  | 0 |  | 0
|  |  |  | 0 |  | 0
|  |  |  | 0 |  | 0
|  |  |  | 0 |  | 0
|  |  |  | 0 |  | 0
|  |  |  | 0 |  | 0
|  |  |  | 0 |  | 0
|  |  |  | 0 |  | 0
|  |  |  | 0 |  | 0
|  |  |  | 0 |  | 0
|  |  |  | 0 |  | 0
|  |  |  | 0 |  | 0
|  |  |  | 0 |  | 0
|  |  |  | 0 |  | 0
|  |  |  | 0 |  | 0
|  |  |  | 0 |  | 0
|  |  |  | 0 |  | 0
|  |  |  | 0 |  | 0
|  |  |  | 0 |  | 0
|  |  |  | 0 |  | 0
|  |  |  | 0 |  | 0
|  |  |  | 0 |  | 0
|  |  |  | 0 |  | 0
|  |  |  | 0 |  | 0
|  |  |  | 0 |  | 0
|  |  |  | 0 |  | 0
|  |  |  | 0 |  | 0
|  |  |  | 0 |  | 0
|  |  |  | 0 |  | 0
|  |  |  | 0 |  | 0
|  |  |  | 0 |  | 0
|  |  |  | 0 |  | 0
|  |  |  | 0 |  | 0
|  |  |  | 0 |  | 0
|  |  |  | 0 |  | 0
|  |  |  | 0 |  | 0
|  |  |  | 0 |  | 0
|  |  |  | 0 |  | 0
|  |  |  | 0 |  | 0
|  |  |  | 0 |  | 0
|  |  |  | 0 |  | 0
|  |  |  | 0 |  | 0
|  |  |  | 0 |  | 0
|  |  |  | 0 |  | 0
|  |  |  | 0 |  | 0
|  |  |  | 0 |  | 0
|  |  |  | 0 |  | 0
|  |  |  | 0 |  | 0
|  |  |  | 0 |  | 0
|  |  |  | 0 |  | 0
|  |  |  | 0 |  | 0
|  |  |  | 0 |  | 0
|  |  |  | 0 |  | 0
|  |  |  | 0 |  | 0
|  |  |  | 0 |  | 0
|  |  |  | 0 |  | 0
|  |  |  | 0 |  | 0
|  |  |  | 0 |  | 0
|  |  |  | 0 |  | 0
|  |  |  | 0 |  | 0
|  |  |  | 0 |  | 0
|  |  |  | 0 |  | 0
|  |  |  | 0 |  | 0
|  |  |  | 0 |  | 0
|  |  |  | 0 |  | 0
|  |  |  | 0 |  | 0
|  |  |  | 0 |  | 0
|  |  |  | 0 |  | 0
|  |  |  | 0 |  | 0
|  |  |  | 0 |  | 0
|  |  |  | 0 |  | 0
|  |  |  | 0 |  | 0
|  |  |  | 0 |  | 0
|  |  |  | 0 |  | 0
|  |  |  | 0 |  | 0
|  |  |  | 0 |  | 0
|  |  |  | 0 |  | 0
|  |  |  | 0 |  | 0
|  |  |  | 0 |  | 0
|  |  |  | 0 |  | 0
|  |  |  | 0 |  | 0
|  |  |  | 0 |  | 0
|  |  |  | 0 |  | 0
|  |  |  | 0 |  | 0
|  |  |  | 0 |  | 0
|  |  |  | 0 |  | 0
|  |  |  | 0 |  | 0
|  |  |  | 0 |  | 0
|  |  |  | 0 |  | 0
|  |  |  | 0 |  | 0
|  |  |  | 0 |  | 0
|  |  |  | 0 |  | 0
|  |  |  | 0 |  | 0
|  |  |  | 0 |  | 0
|  |  |  | 0 |  | 0
|  |  |  | 0 |  | 0
|  |  |  | 0 |  | 0
|  |  |  | 0 |  | 0
|  |  |  | 0 |  | 0
|  |  |  | 0 |  | 0
|  |  |  | 0 |  | 0
|  |  |  | 0 |  | 0
|  |  |  | 0 |  | 0
|  |  |  | 0 |  | 0
|  |  |  | 0 |  | 0
|  |  |  | 0 |  | 0
|  |  |  | 0 |  | 0
|  |  |  | 0 |  | 0
|  |  |  | 0 |  | 0
|  |  |  | 0 |  | 0
|  |  |  | 0 |  | 0
|  |  |  | 0 |  | 0
|  |  |  | 0 |  | 0
|  |  |  | 0 |  | 0
|  |  |  | 0 |  | 0
|  |  |  | 0 |  | 0
|  |  |  | 0 |  | 0
|  |  |  | 0 |  | 0
|  |  |  | 0 |  | 0
|  |  |  | 0 |  | 0
|  |  |  | 0 |  | 0
|  |  |  | 0 |  | 0
|  |  |  | 0 |  | 0
|  |  |  | 0 |  | 0
|  |  |  | 0 |  | 0
|  |  |  | 0 |  | 0
|  |  |  | 0 |  | 0
|  |  |  | 0 |  | 0
|  |  |  | 0 |  | 0
|  |  |  | 0 |  | 0
|  |  |  | 0 |  | 0
|  |  |  | 0 |  | 0
|  |  |  | 0 |  | 0
|  |  |  | 0 |  | 0
|  |  |  | 0 |  | 0
|  |  |  | 0 |  | 0
|  |  |  | 0 |  | 0
|  |  |  | 0 |  | 0
|  |  |  | 0 |  | 0
|  |  |  | 0 |  | 0
|  |  |  | 0 |  | 0
|  |  |  | 0 |  | 0
|  |  |  | 0 |  | 0
|  |  |  | 0 |  | 0
|  |  |  | 0 |  | 0
|  |  |  | 0 |  | 0
|  |  |  | 0 |  | 0
|  |  |  | 0 |  | 0
|  |  |  | 0 |  | 0
|  |  |  | 0 |  | 0
|  |  |  | 0 |  | 0
|  |  |  | 0 |  | 0
|  |  |  | 0 |  | 0
|  |  |  | 0 |  | 0
|  |  |  | 0 |  | 0
|  |  |  | 0 |  | 0
|  |  |  | 0 |  | 0
|  |  |  | 0 |  | 0
|  |  |  | 0 |  | 0
|  |  |  | 0 |  | 0
|  |  |  | 0 |  | 0
|  |  |  | 0 |  | 0
|  |  |  | 0 |  | 0
|  |  |  | 0 |  | 0
|  |  |  | 0 |  | 0
|  |  |  | 0 |  | 0
|  |  |  | 0 |  | 0
|  |  |  | 0 |  | 0
|  |  |  | 0 |  | 0
|  |  |  | 0 |  | 0
|  |  |  | 0 |  | 0
|  |  |  | 0 |  | 0
|  |  |  | 0 |  | 0
|  |  |  | 0 |  | 0
|  |  |  | 0 |  | 0
|  |  |  | 0 |  | 0
|  |  |  | 0 |  | 0
|  |  |  | 0 |  | 0
|  |  |  | 0 |  | 0
|  |  |  | 0 |  | 0
|  |  |  | 0 |  | 0
|  |  |  | 0 |  | 0
|  |  |  | 0 |  | 0
|  |  |  | 0 |  | 0
|  |  |  | 0 |  | 0
|  |  |  | 0 |  | 0
|  |  |  | 0 |  | 0
|  |  |  | 0 |  | 0
|  |  |  | 0 |  | 0
|  |  |  | 0 |  | 0
|  |  |  | 0 |  | 0
|  |  |  | 0 |  | 0
|  |  |  | 0 |  | 0
|  |  |  | 0 |  | 0
|  |  |  | 0 |  | 0
|  |  |  | 0 |  | 0
|  |  |  | 0 |  | 0
|  |  |  | 0 |  | 0
|  |  |  | 0 |  | 0
|  |  |  | 0 |  | 0
|  |  |  | 0 |  | 0
|  |  |  | 0 |  | 0
|  |  |  | 0 |  | 0
|  |  |  | 0 |  | 0
|  |  |  | 0 |  | 0
|  |  |  | 0 |  | 0
|  |  |  | 0 |  | 0
|  |  |  | 0 |  | 0
|  |  |  | 0 |  | 0
|  |  |  | 0 |  | 0
|  |  |  | 0 |  | 0
|  |  |  | 0 |  | 0
|  |  |  | 0 |  | 0
|  |  |  | 0 |  | 0
|  |  |  | 0 |  | 0
|  |  |  | 0 |  | 0
|  |  |  | 0 |  | 0
|  |  |  | 0 |  | 0
|  |  |  | 0 |  | 0
|  |  |  | 0 |  | 0
|  |  |  | 0 |  | 0
|  |  |  | 0 |  | 0
|  |  |  | 0 |  | 0
|  |  |  | 0 |  | 0
|  |  |  | 0 |  | 0
|  |  |  | 0 |  | 0
|  |  |  | 0 |  | 0
|  |  |  | 0 |  | 0
|  |  |  | 0 |  | 0
|  |  |  | 0 |  | 0
|  |  |  | 0 |  | 0
|  |  |  | 0 |  | 0
|  |  |  | 0 |  | 0
|  |  |  | 0 |  | 0
|  |  |  | 0 |  | 0
|  |  |  | 0 |  | 0
|  |  |  | 0 |  | 0
|  |  |  | 0 |  | 0
|  |  |  | 0 |  | 0
|  |  |  | 0 |  | 0
|  |  |  | 0 |  | 0
|  |  |  | 0 |  | 0
|  |  |  | 0 |  | 0
|  |  |  | 0 |  | 0
|  |  |  | 0 |  | 0
|  |  |  | 0 |  | 0
|  |  |  | 0 |  | 0
|  |  |  | 0 |  | 0
|  |  |  | 0 |  | 0
|  |  |  | 0 |  | 0
|  |  |  | 0 |  | 0
|  |  |  | 0 |  | 0
|  |  |  | 0 |  | 0
|  |  |  | 0 |  | 0
|  |  |  | 0 |  | 0
|  |  |  | 0 |  | 0
|  |  |  | 0 |  | 0
|  |  |  | 0 |  | 0
|  |  |  | 0 |  | 0
|  |  |  | 0 |  | 0
|  |  |  | 0 |  | 0
|  |  |  | 0 |  | 0
|  |  |  | 0 |  | 0
|  |  |  | 0 |  | 0
|  |  |  | 0 |  | 0
|  |  |  | 0 |  | 0
|  |  |  | 0 |  | 0
|  |  |  | 0 |  | 0
|  |  |  | 0 |  | 0
|  |  |  | 0 |  | 0
|  |  |  | 0 |  | 0
|  |  |  | 0 |  | 0
|  |  |  | 0 |  | 0
|  |  |  | 0 |  | 0
|  |  |  | 0 |  | 0
|  |  |  | 0 |  | 0
|  |  |  | 0 |  | 0
|  |  |  | 0 |  | 0
|  |  |  | 0 |  | 0
|  |  |  | 0 |  | 0
|  |  |  | 0 |  | 0
|  |  |  | 0 |  | 0
|  |  |  | 0 |  | 0
|  |  |  | 0 |  | 0
|  |  |  | 0 |  | 0
|  |  |  | 0 |  | 0
|  |  |  | 0 |  | 0
|  |  |  | 0 |  | 0
|  |  |  | 0 |  | 0
|  |  |  | 0 |  | 0
|  |  |  | 0 |  | 0
|  |  |  | 0 |  | 0
|  |  |  | 0 |  | 0
|  |  |  | 0 |  | 0
|  |  |  | 0 |  | 0
|  |  |  | 0 |  | 0
|  |  |  | 0 |  | 0
|  |  |  | 0 |  | 0
|  |  |  | 0 |  | 0
|  |  |  | 0 |  | 0
|  |  |  | 0 |  | 0
|  |  |  | 0 |  | 0
|  |  |  | 0 |  | 0
|  |  |  | 0 |  | 0
|  |  |  | 0 |  | 0
|  |  |  | 0 |  | 0
|  |  |  | 0 |  | 0
|  |  |  | 0 |  | 0
|  |  |  | 0 |  | 0
|  |  |  | 0 |  | 0
|  |  |  | 0 |  | 0
|  |  |  | 0 |  | 0
|  |  |  | 0 |  | 0
|  |  |  | 0 |  | 0
|  |  |  | 0 |  | 0
|  |  |  | 0 |  | 0
|  |  |  | 0 |  | 0
|  |  |  | 0 |  | 0
|  |  |  | 0 |  | 0
|  |  |  | 0 |  | 0
|  |  |  | 0 |  | 0
|  |  |  | 0 |  | 0
|  |  |  | 0 |  | 0
|  |  |  | 0 |  | 0
|  |  |  | 0 |  | 0
|  |  |  | 0 |  | 0
|  |  |  | 0 |  | 0
|  |  |  | 0 |  | 0
|  |  |  | 0 |  | 0
|  |  |  | 0 |  | 0
|  |  |  | 0 |  | 0
|  |  |  | 0 |  | 0
|  |  |  | 0 |  | 0
|  |  |  | 0 |  | 0
|  |  |  | 0 |  | 0
|  |  |  | 0 |  | 0
|  |  |  | 0 |  | 0
|  |  |  | 0 |  | 0
|  |  |  | 0 |  | 0
|  |  |  | 0 |  | 0
|  |  |  | 0 |  | 0
|  |  |  | 0 |  | 0
|  |  |  | 0 |  | 0
|  |  |  | 0 |  | 0
|  |  |  | 0 |  | 0
|  |  |  | 0 |  | 0
|  |  |  | 0 |  | 0
|  |  |  | 0 |  | 0
|  |  |  | 0 |  | 0
|  |  |  | 0 |  | 0
|  |  |  | 0 |  | 0
|  |  |  | 0 |  | 0
|  |  |  | 0 |  | 0
|  |  |  | 0 |  | 0
|  |  |  | 0 |  | 0
|  |  |  | 0 |  | 0
|  |  |  | 0 |  | 0
|  |  |  | 0 |  | 0
|  |  |  | 0 |  | 0
|  |  |  | 0 |  | 0
|  |  |  | 0 |  | 0
|  |  |  | 0 |  | 0
|  |  |  | 0 |  | 0
|  |  |  | 0 |  | 0
|  |  |  | 0 |  | 0
|  |  |  | 0 |  | 0
|  |  |  | 0 |  | 0
|  |  |  | 0 |  | 0
|  |  |  | 0 |  | 0
|  |  |  | 0 |  | 0
|  |  |  | 0 |  | 0
|  |  |  | 0 |  | 0
|  |  |  | 0 |  | 0
|  |  |  | 0 |  | 0
|  |  |  | 0 |  | 0
|  |  |  | 0 |  | 0
|  |  |  | 0 |  | 0
|  |  |  | 0 |  | 0
|  |  |  | 0 |  | 0
|  |  |  | 0 |  | 0
|  |  |  | 0 |  | 0
|  |  |  | 0 |  | 0
|  |  |  | 0 |  | 0
|  |  |  | 0 |  | 0
|  |  |  | 0 |  | 0
|  |  |  | 0 |  | 0
|  |  |  | 0 |  | 0
|  |  |  | 0 |  | 0
|  |  |  | 0 |  | 0
|  |  |  | 0 |  | 0
|  |  |  | 0 |  | 0
|  |  |  | 0 |  | 0
|  |  |  | 0 |  | 0
|  |  |  | 0 |  | 0
|  |  |  | 0 |  | 0
|  |  |  | 0 |  | 0
|  |  |  | 0 |  | 0
|  |  |  | 0 |  | 0
|  |  |  | 0 |  | 0
|  |  |  | 0 |  | 0
|  |  |  | 0 |  | 0
|  |  |  | 0 |  | 0
|  |  |  | 0 |  | 0
|  |  |  | 0 |  | 0
|  |  |  | 0 |  | 0
|  |  |  | 0 |  | 0
|  |  |  | 0 |  | 0
|  |  |  | 0 |  | 0
|  |  |  | 0 |  | 0
|  |  |  | 0 |  | 0
|  |  |  | 0 |  | 0
|  |  |  | 0 |  | 0
|  |  |  | 0 |  | 0
|  |  |  | 0 |  | 0
|  |  |  | 0 |  | 0
|  |  |  | 0 |  | 0
|  |  |  | 0 |  | 0
|  |  |  | 0 |  | 0
|  |  |  | 0 |  | 0
|  |  |  | 0 |  | 0
|  |  |  | 0 |  | 0
|  |  |  | 0 |  | 0
|  |  |  | 0 |  | 0
|  |  |  | 0 |  | 0
|  |  |  | 0 |  | 0
|  |  |  | 0 |  | 0
|  |  |  | 0 |  | 0
|  |  |  | 0 |  | 0
|  |  |  | 0 |  | 0
|  |  |  | 0 |  | 0
|  |  |  | 0 |  | 0
|  |  |  | 0 |  | 0
|  |  |  | 0 |  | 0
|  |  |  | 0 |  | 0
|  |  |  | 0 |  | 0
|  |  |  | 0 |  | 0
|  |  |  | 0 |  | 0
|  |  |  | 0 |  | 0
|  |  |  | 0 |  | 0
|  |  |  | 0 |  | 0
|  |  |  | 0 |  | 0
|  |  |  | 0 |  | 0
|  |  |  | 0 |  | 0
|  |  |  | 0 |  | 0
|  |  |  | 0 |  | 0
|  |  |  | 0 |  | 0
|  |  |  | 0 |  | 0
|  |  |  | 0 |  | 0
|  |  |  | 0 |  | 0
|  |  |  | 0 |  | 0
|  |  |  | 0 |  | 0
|  |  |  | 0 |  | 0
|  |  |  | 0 |  | 0
|  |  |  | 0 |  | 0
|  |  |  | 0 |  | 0
|  |  |  | 0 |  | 0
|  |  |  | 0 |  | 0
|  |  |  | 0 |  | 0
|  |  |  | 0 |  | 0
|  |  |  | 0 |  | 0
|  |  |  | 0 |  | 0
|  |  |  | 0 |  | 0
|  |  |  | 0 |  | 0
|  |  |  | 0 |  | 0
|  |  |  | 0 |  | 0
|  |  |  | 0 |  | 0
|  |  |  | 0 |  | 0
|  |  |  | 0 |  | 0
|  |  |  | 0 |  | 0
|  |  |  | 0 |  | 0
|  |  |  | 0 |  | 0
|  |  |  | 0 |  | 0
|  |  |  | 0 |  | 0
|  |  |  | 0 |  | 0
|  |  |  | 0 |  | 0
|  |  |  | 0 |  | 0
|  |  |  | 0 |  | 0
|  |  |  | 0 |  | 0
|  |  |  | 0 |  | 0
|  |  |  | 0 |  | 0
|  |  |  | 0 |  | 0
|  |  |  | 0 |  | 0
|  |  |  | 0 |  | 0
|  |  |  | 0 |  | 0
|  |  |  | 0 |  | 0
|  |  |  | 0 |  | 0
|  |  |  | 0 |  | 0
|  |  |  | 0 |  | 0
|  |  |  | 0 |  | 0
|  |  |  | 0 |  | 0
|  |  |  | 0 |  | 0
|  |  |  | 0 |  | 0
|  |  |  | 0 |  | 0
|  |  |  | 0 |  | 0
|  |  |  | 0 |  | 0
|  |  |  | 0 |  | 0
|  |  |  | 0 |  | 0
|  |  |  | 0 |  | 0
|  |  |  | 0 |  | 0
|  |  |  | 0 |  | 0
|  |  |  | 0 |  | 0
|  |  |  | 0 |  | 0
|  |  |  | 0 |  | 0
|  |  |  | 0 |  | 0
|  |  |  | 0 |  | 0
|  |  |  | 0 |  | 0
|  |  |  | 0 |  | 0
|  |  |  | 0 |  | 0
|  |  |  | 0 |  | 0
|  |  |  | 0 |  | 0
|  |  |  | 0 |  | 0
|  |  |  | 0 |  | 0
|  |  |  | 0 |  | 0
|  |  |  | 0 |  | 0
|  |  |  | 0 |  | 0
|  |  |  | 0 |  | 0
|  |  |  | 0 |  | 0
|  |  |  | 0 |  | 0
|  |  |  | 0 |  | 0
|  |  |  | 0 |  | 0
|  |  |  | 0 |  | 0
|  |  |  | 0 |  | 0
|  |  |  | 0 |  | 0
|  |  |  | 0 |  | 0
|  |  |  | 0 |  | 0
|  |  |  | 0 |  | 0
|  |  |  | 0 |  | 0
|  |  |  | 0 |  | 0
|  |  |  | 0 |  | 0
|  |  |  | 0 |  | 0
|  |  |  | 0 |  | 0
|  |  |  | 0 |  | 0
|  |  |  | 0 |  | 0
|  |  |  | 0 |  | 0
|  |  |  | 0 |  | 0
|  |  |  | 0 |  | 0
|  |  |  | 0 |  | 0
|  |  |  | 0 |  | 0
|  |  |  | 0 |  | 0
|  |  |  | 0 |  | 0
|  |  |  | 0 |  | 0
|  |  |  | 0 |  | 0
|  |  |  | 0 |  | 0
|  |  |  | 0 |  | 0
|  |  |  | 0 |  | 0
|  |  |  | 0 |  | 0
|  |  |  | 0 |  | 0
|  |  |  | 0 |  | 0
|  |  |  | 0 |  | 0
|  |  |  | 0 |  | 0
|  |  |  | 0 |  | 0
|  |  |  | 0 |  | 0
|  |  |  | 0 |  | 0
|  |  |  | 0 |  | 0
|  |  |  | 0 |  | 0
|  |  |  | 0 |  | 0
|  |  |  | 0 |  | 0
|  |  |  | 0 |  | 0
|  |  |  | 0 |  | 0
|  |  |  | 0 |  | 0
|  |  |  | 0 |  | 0
|  |  |  | 0 |  | 0
|  |  |  | 0 |  | 0
|  |  |  | 0 |  | 0
|  |  |  | 0 |  | 0
|  |  |  | 0 |  | 0
|  |  |  | 0 |  | 0
|  |  |  | 0 |  | 0
|  |  |  | 0 |  | 0
|  |  |  | 0 |  | 0
|  |  |  | 0 |  | 0
|  |  |  | 0 |  | 0
|  |  |  | 0 |  | 0
|  |  |  | 0 |  | 0
|  |  |  | 0 |  | 0
|  |  |  | 0 |  | 0
|  |  |  | 0 |  | 0
|  |  |  | 0 |  | 0
|  |  |  | 0 |  | 0
|  |  |  | 0 |  | 0
|  |  |  | 0 |  | 0
|  |  |  | 0 |  | 0
|  |  |  | 0 |  | 0
|  |  |  | 0 |  | 0
|  |  |  | 0 |  | 0
|  |  |  | 0 |  | 0
|  |  |  | 0 |  | 0
|  |  |  | 0 |  | 0
|  |  |  | 0 |  | 0
|  |  |  | 0 |  | 0
|  |  |  | 0 |  | 0
|  |  |  | 0 |  | 0
|  |  |  | 0 |  | 0
|  |  |  | 0 |  | 0
|  |  |  | 0 |  | 0
|  |  |  | 0 |  | 0
|  |  |  | 0 |  | 0
|  |  |  | 0 |  | 0
|  |  |  | 0 |  | 0
|  |  |  | 0 |  | 0
|  |  |  | 0 |  | 0
|  |  |  | 0 |  | 0
|  |  |  | 0 |  | 0
|  |  |  | 0 |  | 0
|  |  |  | 0 |  | 0
|  |  |  | 0 |  | 0
|  |  |  | 0 |  | 0
|  |  |  | 0 |  | 0
|  |  |  | 0 |  | 0
|  |  |  | 0 |  | 0
|  |  |  | 0 |  | 0
|  |  |  | 0 |  | 0
|  |  |  | 0 |  | 0
|  |  |  | 0 |  | 0
|  |  |  | 0 |  | 0
|  |  |  | 0 |  | 0
|  |  |  | 0 |  | 0
|  |  |  | 0 |  | 0
|  |  |  | 0 |  | 0
|  |  |  | 0 |  | 0
|  |  |  | 0 |  | 0
|  |  |  | 0 |  | 0
|  |  |  | 0 |  | 0
|  |  |  | 0 |  | 0
|  |  |  | 0 |  | 0
|  |  |  | 0 |  | 0
|  |  |  | 0 |  | 0
|  |  |  | 0 |  | 0
|  |  |  | 0 |  | 0
|  |  |  | 0 |  | 0
|  |  |  | 0 |  | 0
|  |  |  | 0 |  | 0
|  |  |  | 0 |  | 0
|  |  |  | 0 |  | 0
|  |  |  | 0 |  | 0
|  |  |  | 0 |  | 0
|  |  |  | 0 |  | 0
|  |  |  | 0 |  | 0
|  |  |  | 0 |  | 0
|  |  |  | 0 |  | 0
|  |  |  | 0 |  | 0
|  |  |  | 0 |  | 0
|  |  |  | 0 |  | 0
|  |  |  | 0 |  | 0
|  |  |  | 0 |  | 0
|  |  |  | 0 |  | 0
|  |  |  | 0 |  | 0
|  |  |  | 0 |  | 0
|  |  |  | 0 |  | 0
|  |  |  | 0 |  | 0
|  |  |  | 0 |  | 0
|  |  |  | 0 |  | 0
|  |  |  | 0 |  | 0
|  |  |  | 0 |  | 0
|  |  |  | 0 |  | 0
|  |  |  | 0 |  | 0
|  |  |  | 0 |  | 0
|  |  |  | 0 |  | 0
|  |  |  | 0 |  | 0
|  |  |  | 0 |  | 0
|  |  |  | 0 |  | 0
|  |  |  | 0 |  | 0
|  |  |  | 0 |  | 0
|  |  |  | 0 |  | 0
|  |  |  | 0 |  | 0
|  |  |  | 0 |  | 0
|  |  |  | 0 |  | 0
|  |  |  | 0 |  | 0
|  |  |  | 0 |  | 0
|  |  |  | 0 |  | 0
|  |  |  | 0 |  | 0
|  |  |  | 0 |  | 0
|  |  |  | 0 |  | 0
|  |  |  | 0 |  | 0
|  |  |  | 0 |  | 0
|  |  |  | 0 |  | 0
|  |  |  | 0 |  | 0
|  |  |  | 0 |  | 0
|  |  |  | 0 |  | 0
|  |  |  | 0 |  | 0
|  |  |  | 0 |  | 0
|  |  |  | 0 |  | 0
|  |  |  | 0 |  | 0
|  |  |  | 0 |  | 0
|  |  |  | 0 |  | 0
|  |  |  | 0 |  | 0
|  |  |  | 0 |  | 0
|  |  |  | 0 |  | 0
|  |  |  | 0 |  | 0
|  |  |  | 0 |  | 0
|  |  |  | 0 |  | 0
|  |  |  | 0 |  | 0
|  |  |  | 0 |  | 0
|  |  |  | 0 |  | 0
|  |  |  | 0 |  | 0
|  |  |  | 0 |  | 0
|  |  |  | 0 |  | 0
|  |  |  | 0 |  | 0
|  |  |  | 0 |  | 0
|  |  |  | 0 |  | 0
|  |  |  | 0 |  | 0
|  |  |  | 0 |  | 0
|  |  |  | 0 |  | 0
|  |  |  | 0 |  | 0
|  |  |  | 0 |  | 0
|  |  |  | 0 |  | 0
|  |  |  | 0 |  | 0
|  |  |  | 0 |  | 0
|  |  |  | 0 |  | 0
|  |  |  | 0 |  | 0
|  |  |  | 0 |  | 0
|  |  |  | 0 |  | 0
|  |  |  | 0 |  | 0
|  |  |  | 0 |  | 0
|  |  |  | 0 |  | 0
|  |  |  | 0 |  | 0
|  |  |  | 0 |  | 0
|  |  |  | 0 |  | 0
|  |  |  | 0 |  | 0
|  |  |  | 0 |  | 0
|  |  |  | 0 |  | 0
|  |  |  | 0 |  | 0
|  |  |  | 0 |  | 0
|  |  |  | 0 |  | 0
|  |  |  | 0 |  | 0
|  |  |  | 0 |  | 0
|  |  |  | 0 |  | 0
|  |  |  | 0 |  | 0
|  |  |  | 0 |  | 0
|  |  |  | 0 |  | 0
|  |  |  | 0 |  | 0
|  |  |  | 0 |  | 0
|  |  |  | 0 |  | 0
|  |  |  | 0 |  | 0
|  |  |  | 0 |  | 0
|  |  |  | 0 |  | 0
|  |  |  | 0 |  | 0
|  |  |  | 0 |  | 0
|  |  |  | 0 |  | 0
|  |  |  | 0 |  | 0
|  |  |  | 0 |  | 0
|  |  |  | 0 |  | 0
|  |  |  | 0 |  | 0
|  |  |  | 0 |  | 0
|  |  |  | 0 |  | 0
|  |  |  | 0 |  | 0
|  |  |  | 0 |  | 0
|  |  |  | 0 |  | 0
|  |  |  | 0 |  | 0
|  |  |  | 0 |  | 0
|  |  |  | 0 |  | 0
|  |  |  | 0 |  | 0
|  |  |  | 0 |  | 0
|  |  |  | 0 |  | 0
|  |  |  | 0 |  | 0
|  |  |  | 0 |  | 0
|  |  |  | 0 |  | 0
|  |  |  | 0 |  | 0
|  |  |  | 0 |  | 0
|  |  |  | 0 |  | 0
|  |  |  | 0 |  | 0
|  |  |  | 0 |  | 0
|  |  |  | 0 |  | 0
|  |  |  | 0 |  | 0
|  |  |  | 0 |  | 0
|  |  |  | 0 |  | 0
|  |  |  | 0 |  | 0
|  |  |  | 0 |  | 0
|  |  |  | 0 |  | 0
|  |  |  | 0 |  | 0
|  |  |  | 0 |  | 0
|  |  |  | 0 |  | 0
|  |  |  | 0 |  | 0
|  |  |  | 0 |  | 0
|  |  |  | 0 |  | 0
|  |  |  | 0 |  | 0
|  |  |  | 0 |  | 0
|  |  |  | 0 |  | 0
|  |  |  | 0 |  | 0
|  |  |  | 0 |  | 0
|  |  |  | 0 |  | 0
|  |  |  | 0 |  | 0
|  |  |  | 0 |  | 0
|  |  |  | 0 |  | 0
|  |  |  | 0 |  | 0
|  |  |  | 0 |  | 0
|  |  |  | 0 |  | 0
|  |  |  | 0 |  | 0
|  |  |  | 0 |  | 0
|  |  |  | 0 |  | 0
|  |  |  | 0 |  | 0
|  |  |  | 0 |  | 0
|  |  |  | 0 |  | 0
|  |  |  | 0 |  | 0
|  |  |  | 0 |  | 0
|  |  |  | 0 |  | 0
|  |  |  | 0 |  | 0
|  |  |  | 0 |  | 0
|  |  |  | 0 |  | 0
|  |  |  | 0 |  | 0
|  |  |  | 0 |  | 0
|  |  |  | 0 |  | 0
|  |  |  | 0 |  | 0
|  |  |  | 0 |  | 0
|  |  |  | 0 |  | 0
|  |  |  | 0 |  | 0
|  |  |  | 0 |  | 0
|  |  |  | 0 |  | 0
|  |  |  | 0 |  | 0
|  |  |  | 0 |  | 0
|  |  |  | 0 |  | 0
|  |  |  | 0 |  | 0
|  |  |  | 0 |  | 0
|  |  |  | 0 |  | 0
|  |  |  | 0 |  | 0
|  |  |  | 0 |  | 0
|  |  |  | 0 |  | 0
|  |  |  | 0 |  | 0
|  |  |  | 0 |  | 0
|  |  |  | 0 |  | 0
|  |  |  | 0 |  | 0
|  |  |  | 0 |  | 0
|  |  |  | 0 |  | 0
|  |  |  | 0 |  | 0
|  |  |  | 0 |  | 0
|  |  |  | 0 |  | 0
|  |  |  | 0 |  | 0
|  |  |  | 0 |  | 0
|  |  |  | 0 |  | 0
|  |  |  | 0 |  | 0
|  |  |  | 0 |  | 0
|  |  |  | 0 |  | 0
|  |  |  | 0 |  | 0
|  |  |  | 0 |  | 0
|  |  |  | 0 |  | 0
|  |  |  | 0 |  | 0
|  |  |  | 0 |  | 0
|  |  |  | 0 |  | 0
|  |  |  | 0 |  | 0
|  |  |  | 0 |  | 0
|  |  |  | 0 |  | 0
|  |  |  | 0 |  | 0
|  |  |  | 0 |  | 0
|  |  |  | 0 |  | 0
|  |  |  | 0 |  | 0
|  |  |  | 0 |  | 0
|  |  |  | 0 |  | 0
|  |  |  | 0 |  | 0
|  |  |  | 0 |  | 0
|  |  |  | 0 |  | 0
|  |  |  | 0 |  | 0
|  |  |  | 0 |  | 0
|  |  |  | 0 |  | 0
|  |  |  | 0 |  | 0
|  |  |  | 0 |  | 0
|  |  |  | 0 |  | 0
|  |  |  | 0 |  | 0
|  |  |  | 0 |  | 0
|  |  |  | 0 |  | 0
|  |  |  | 0 |  | 0
|  |  |  | 0 |  | 0
|  |  |  | 0 |  | 0
|  |  |  | 0 |  | 0
|  |  |  | 0 |  | 0
|  |  |  | 0 |  | 0
|  |  |  | 0 |  | 0
|  |  |  | 0 |  | 0
|  |  |  | 0 |  | 0
|  |  |  | 0 |  | 0
|  |  |  | 0 |  | 0
|  |  |  | 0 |  | 0
|  |  |  | 0 |  | 0
|  |  |  | 0 |  | 0
|  |  |  | 0 |  | 0
|  |  |  | 0 |  | 0
|  |  |  | 0 |  | 0
|  |  |  | 0 |  | 0
|  |  |  | 0 |  | 0
|  |  |  | 0 |  | 0
|  |  |  | 0 |  | 0
|  |  |  | 0 |  | 0
|  |  |  | 0 |  | 0
|  |  |  | 0 |  | 0
|  |  |  | 0 |  | 0
|  |  |  | 0 |  | 0
|  |  |  | 0 |  | 0
|  |  |  | 0 |  | 0
|  |  |  | 0 |  | 0
|  |  |  | 0 |  | 0
|  |  |  | 0 |  | 0
|  |  |  | 0 |  | 0
|  |  |  | 0 |  | 0
|  |  |  | 0 |  | 0
|  |  |  | 0 |  | 0
|  |  |  | 0 |  | 0
|  |  |  | 0 |  | 0
|  |  |  | 0 |  | 0
|  |  |  | 0 |  | 0
|  |  |  | 0 |  | 0
|  |  |  | 0 |  | 0
|  |  |  | 0 |  | 0
|  |  |  | 0 |  | 0
|  |  |  | 0 |  | 0
|  |  |  | 0 |  | 0
|  |  |  | 0 |  | 0
|  |  |  | 0 |  | 0
|  |  |  | 0 |  | 0
|  |  |  | 0 |  | 0
|  |  |  | 0 |  | 0
|  |  |  | 0 |  | 0
|  |  |  | 0 |  | 0
|  |  |  | 0 |  | 0
|  |  |  | 0 |  | 0
|  |  |  | 0 |  | 0
|  |  |  | 0 |  | 0
|  |  |  | 0 |  | 0
|  |  |  | 0 |  | 0
|  |  |  | 0 |  | 0
|  |  |  | 0 |  | 0
|  |  |  | 0 |  | 0
|  |  |  | 0 |  | 0
|  |  |  | 0 |  | 0
|  |  |  | 0 |  | 0
|  |  |  | 0 |  | 0
|  |  |  | 0 |  | 0
|  |  |  | 0 |  | 0
|  |  |  | 0 |  | 0
|  |  |  | 0 |  | 0
|  |  |  | 0 |  | 0
|  |  |  | 0 |  | 0
|  |  |  | 0 |  | 0
|  |  |  | 0 |  | 0
|  |  |  | 0 |  | 0
|  |  |  | 0 |  | 0
|  |  |  | 0 |  | 0
|  |  |  | 0 |  | 0
|  |  |  | 0 |  | 0
|  |  |  | 0 |  | 0
|  |  |  | 0 |  | 0
|  |  |  | 0 |  | 0
|  |  |  | 0 |  | 0
|  |  |  | 0 |  | 0
|  |  |  | 0 |  | 0
|  |  |  | 0 |  | 0
|  |  |  | 0 |  | 0
|  |  |  | 0 |  | 0
|  |  |  | 0 |  | 0
|  |  |  | 0 |  | 0
|  |  |  | 0 |  | 0
|  |  |  | 0 |  | 0
|  |  |  | 0 |  | 0
|  |  |  | 0 |  | 0
|  |  |  | 0 |  | 0
|  |  |  | 0 |  | 0
|  |  |  | 0 |  | 0
|  |  |  | 0 |  | 0
|  |  |  | 0 |  | 0
|  |  |  | 0 |  | 0
|  |  |  | 0 |  | 0
|  |  |  | 0 |  | 0
|  |  |  | 0 |  | 0
|  |  |  | 0 |  | 0
|  |  |  | 0 |  | 0
|  |  |  | 0 |  | 0
|  |  |  | 0 |  | 0
|  |  |  | 0 |  | 0
|  |  |  | 0 |  | 0
|  |  |  | 0 |  | 0
|  |  |  | 0 |  | 0
|  |  |  | 0 |  | 0
|  |  |  | 0 |  | 0
|  |  |  | 0 |  | 0
|  |  |  | 0 |  | 0
|  |  |  | 0 |  | 0
|  |  |  | 0 |  | 0
|  |  |  | 0 |  | 0
|  |  |  | 0 |  | 0
|  |  |  | 0 |  | 0
|  |  |  | 0 |  | 0
|  |  |  | 0 |  | 0
|  |  |  | 0 |  | 0
|  |  |  | 0 |  | 0
|  |  |  | 0 |  | 0
|  |  |  | 0 |  | 0
|  |  |  | 0 |  | 0
|  |  |  | 0 |  | 0
|  |  |  | 0 |  | 0
|  |  |  | 0 |  | 0
|  |  |  | 0 |  | 0
|  |  |  | 0 |  | 0
|  |  |  | 0 |  | 0
|  |  |  | 0 |  | 0
|  |  |  | 0 |  | 0
|  |  |  | 0 |  | 0
|  |  |  | 0 |  | 0
|  |  |  | 0 |  | 0
|  |  |  | 0 |  | 0
|  |  |  | 0 |  | 0
|  |  |  | 0 |  | 0
|  |  |  | 0 |  | 0
|  |  |  | 0 |  | 0
|  |  |  | 0 |  | 0
|  |  |  | 0 |  | 0
|  |  |  | 0 |  | 0
|  |  |  | 0 |  | 0
|  |  |  | 0 |  | 0
|  |  |  | 0 |  | 0
|  |  |  | 0 |  | 0
|  |  |  | 0 |  | 0
|  |  |  | 0 |  | 0
|  |  |  | 0 |  | 0
|  |  |  | 0 |  | 0
|  |  |  | 0 |  | 0
|  |  |  | 0 |  | 0
|  |  |  | 0 |  | 0
|  |  |  | 0 |  | 0
|  |  |  | 0 |  | 0
|  |  |  | 0 |  | 0
|  |  |  | 0 |  | 0
|  |  |  | 0 |  | 0
|  |  |  | 0 |  | 0
|  |  |  | 0 |  | 0
|  |  |  | 0 |  | 0
|  |  |  | 0 |  | 0
|  |  |  | 0 |  | 0
|  |  |  | 0 |  | 0
|  |  |  | 0 |  | 0
|  |  |  | 0 |  | 0
|  |  |  | 0 |  | 0
|  |  |  | 0 |  | 0
|  |  |  | 0 |  | 0
|  |  |  | 0 |  | 0
|  |  |  | 0 |  | 0
|  |  |  | 0 |  | 0
|  |  |  | 0 |  | 0
|  |  |  | 0 |  | 0
|  |  |  | 0 |  | 0
|  |  |  | 0 |  | 0
|  |  |  | 0 |  | 0
|  |  |  | 0 |  | 0
|  |  |  | 0 |  | 0
|  |  |  | 0 |  | 0
|  |  |  | 0 |  | 0
|  |  |  | 0 |  | 0
|  |  |  | 0 |  | 0
|  |  |  | 0 |  | 0
|  |  |  | 0 |  | 0
|  |  |  | 0 |  | 0
|  |  |  | 0 |  | 0
|  |  |  | 0 |  | 0
|  |  |  | 0 |  | 0
|  |  |  | 0 |  | 0
|  |  |  | 0 |  | 0
|  |  |  | 0 |  | 0
|  |  |  | 0 |  | 0
|  |  |  | 0 |  | 0
|  |  |  | 0 |  | 0
|  |  |  | 0 |  | 0
|  |  |  | 0 |  | 0
|  |  |  | 0 |  | 0
|  |  |  | 0 |  | 0
|  |  |  | 0 |  | 0
|  |  |  | 0 |  | 0
|  |  |  | 0 |  | 0
|  |  |  | 0 |  | 0
|  |  |  | 0 |  | 0
|  |  |  | 0 |  | 0
|  |  |  | 0 |  | 0
|  |  |  | 0 |  | 0
|  |  |  | 0 |  | 0
|  |  |  | 0 |  | 0
|  |  |  | 0 |  | 0
|  |  |  | 0 |  | 0
|  |  |  | 0 |  | 0
|  |  |  | 0 |  | 0
|  |  |  | 0 |  | 0
|  |  |  | 0 |  | 0
|  |  |  | 0 |  | 0
|  |  |  | 0 |  | 0
|  |  |  | 0 |  | 0
|  |  |  | 0 |  | 0
|  |  |  | 0 |  | 0
|  |  |  | 0 |  | 0
|  |  |  | 0 |  | 0
|  |  |  | 0 |  | 0
|  |  |  | 0 |  | 0
|  |  |  | 0 |  | 0
|  |  |  | 0 |  | 0
|  |  |  | 0 |  | 0
|  |  |  | 0 |  | 0
|  |  |  | 0 |  | 0
|  |  |  | 0 |  | 0
|  |  |  | 0 |  | 0
|  |  |  | 0 |  | 0
|  |  |  | 0 |  | 0
|  |  |  | 0 |  | 0
|  |  |  | 0 |  | 0
|  |  |  | 0 |  | 0
|  |  |  | 0 |  | 0
|  |  |  | 0 |  | 0
|  |  |  | 0 |  | 0
|  |  |  | 0 |  | 0
|  |  |  | 0 |  | 0
|  |  |  | 0 |  | 0
|  |  |  | 0 |  | 0
|  |  |  | 0 |  | 0
|  |  |  | 0 |  | 0
|  |  |  | 0 |  | 0
|  |  |  | 0 |  | 0
|  |  |  | 0 |  | 0
|  |  |  | 0 |  | 0
|  |  |  | 0 |  | 0
|  |  |  | 0 |  | 0
|  |  |  | 0 |  | 0
|  |  |  | 0 |  | 0
|  |  |  | 0 |  | 0
|  |  |  | 0 |  | 0
|  |  |  | 0 |  | 0
|  |  |  | 0 |  | 0
|  |  |  | 0 |  | 0
|  |  |  | 0 |  | 0
|  |  |  | 0 |  | 0
|  |  |  | 0 |  | 0
|  |  |  | 0 |  | 0
|  |  |  | 0 |  | 0
|  |  |  | 0 |  | 0
|  |  |  | 0 |  | 0
|  |  |  | 0 |  | 0
|  |  |  | 0 |  | 0
|  |  |  | 0 |  | 0
|  |  |  | 0 |  | 0
|  |  |  | 0 |  | 0
|  |  |  | 0 |  | 0
|  |  |  | 0 |  | 0
|  |  |  | 0 |  | 0
|  |  |  | 0 |  | 0
|  |  |  | 0 |  | 0
|  |  |  | 0 |  | 0
|  |  |  | 0 |  | 0
|  |  |  | 0 |  | 0
|  |  |  | 0 |  | 0
|  |  |  | 0 |  | 0
|  |  |  | 0 |  | 0
|  |  |  | 0 |  | 0
|  |  |  | 0 |  | 0
|  |  |  | 0 |  | 0
|  |  |  | 0 |  | 0
|  |  |  | 0 |  | 0
|  |  |  | 0 |  | 0
|  |  |  | 0 |  | 0
|  |  |  | 0 |  | 0
|  |  |  | 0 |  | 0
|  |  |  | 0 |  | 0
|  |  |  | 0 |  | 0
|  |  |  | 0 |  | 0
|  |  |  | 0 |  | 0
|  |  |  | 0 |  | 0
|  |  |  | 0 |  | 0
|  |  |  | 0 |  | 0
|  |  |  | 0 |  | 0
|  |  |  | 0 |  | 0
|  |  |  | 0 |  | 0
|  |  |  | 0 |  | 0
|  |  |  | 0 |  | 0
|  |  |  | 0 |  | 0
|  |  |  | 0 |  | 0
|  |  |  | 0 |  | 0
|  |  |  | 0 |  | 0
|  |  |  | 0 |  | 0
|  |  |  | 0 |  | 0
|  |  |  | 0 |  | 0
|  |  |  | 0 |  | 0
|  |  |  | 0 |  | 0
|  |  |  | 0 |  | 0
|  |  |  | 0 |  | 0
|  |  |  | 0 |  | 0
|  |  |  | 0 |  | 0
|  |  |  | 0 |  | 0
|  |  |  | 0 |  | 0
|  |  |  | 0 |  | 0
|  |  |  | 0 |  | 0
|  |  |  | 0 |  | 0
|  |  |  | 0 |  | 0
|  |  |  | 0 |  | 0
|  |  |  | 0 |  | 0
|  |  |  | 0 |  | 0
|  |  |  | 0 |  | 0
|  |  |  | 0 |  | 0
|  |  |  | 0 |  | 0
|  |  |  | 0 |  | 0
|  |  |  | 0 |  | 0
|  |  |  | 0 |  | 0
|  |  |  | 0 |  | 0
|  |  |  | 0 |  | 0
|  |  |  | 0 |  | 0
|  |  |  | 0 |  | 0
|  |  |  | 0 |  | 0
|  |  |  | 0 |  | 0
|  |  |  | 0 |  | 0
|  |  |  | 0 |  | 0
|  |  |  | 0 |  | 0
|  |  |  | 0 |  | 0
|  |  |  | 0 |  | 0
|  |  |  | 0 |  | 0
|  |  |  | 0 |  | 0
|  |  |  | 0 |  | 0
|  |  |  | 0 |  | 0
|  |  |  | 0 |  | 0
|  |  |  | 0 |  | 0
|  |  |  | 0 |  | 0
|  |  |  | 0 |  | 0
|  |  |  | 0 |  | 0
|  |  |  | 0 |  | 0
|  |  |  | 0 |  | 0
|  |  |  | 0 |  | 0
|  |  |  | 0 |  | 0
|  |  |  | 0 |  | 0
|  |  |  | 0 |  | 0
|  |  |  | 0 |  | 0
|  |  |  | 0 |  | 0
|  |  |  | 0 |  | 0
|  |  |  | 0 |  | 0
|  |  |  | 0 |  | 0
|  |  |  | 0 |  | 0
|  |  |  | 0 |  | 0
|  |  |  | 0 |  | 0
|  |  |  | 0 |  | 0
|  |  |  | 0 |  | 0
|  |  |  | 0 |  | 0
|  |  |  | 0 |  | 0
|  |  |  | 0 |  | 0
|  |  |  | 0 |  | 0
|  |  |  | 0 |  | 0
|  |  |  | 0 |  | 0
|  |  |  | 0 |  | 0
|  |  |  | 0 |  | 0
|  |  |  | 0 |  | 0
|  |  |  | 0 |  | 0
|  |  |  | 0 |  | 0
|  |  |  | 0 |  | 0
|  |  |  | 0 |  | 0
|  |  |  | 0 |  | 0
|  |  |  | 0 |  | 0
|  |  |  | 0 |  | 0
|  |  |  | 0 |  | 0
|  |  |  | 0 |  | 0
|  |  |  | 0 |  | 0
|  |  |  | 0 |  | 0
|  |  |  | 0 |  | 0
|  |  |  | 0 |  | 0
|  |  |  | 0 |  | 0
|  |  |  | 0 |  | 0
|  |  |  | 0 |  | 0
|  |  |  | 0 |  | 0
|  |  |  | 0 |  | 0
|  |  |  | 0 |  | 0
|  |  |  | 0 |  | 0
|  |  |  | 0 |  | 0
|  |  |  | 0 |  | 0
|  |  |  | 0 |  | 0
|  |  |  | 0 |  | 0
|  |  |  | 0 |  | 0
|  |  |  | 0 |  | 0
|  |  |  | 0 |  | 0
|  |  |  | 0 |  | 0
|  |  |  | 0 |  | 0
|  |  |  | 0 |  | 0
|  |  |  | 0 |  | 0
|  |  |  | 0 |  | 0
|  |  |  | 0 |  | 0
|  |  |  | 0 |  | 0
|  |  |  | 0 |  | 0
|  |  |  | 0 |  | 0
|  |  |  | 0 |  | 0
|  |  |  | 0 |  | 0
|  |  |  | 0 |  | 0
|  |  |  | 0 |  | 0
|  |  |  | 0 |  | 0
|  |  |  | 0 |  | 0
|  |  |  | 0 |  | 0
|  |  |  | 0 |  | 0
|  |  |  | 0 |  | 0
|  |  |  | 0 |  | 0
|  |  |  | 0 |  | 0
|  |  |  | 0 |  | 0
|  |  |  | 0 |  | 0
|  |  |  | 0 |  | 0
|  |  |  | 0 |  | 0
|  |  |  | 0 |  | 0
|  |  |  | 0 |  | 0
|  |  |  | 0 |  | 0
|  |  |  | 0 |  | 0
|  |  |  | 0 |  | 0
|  |  |  | 0 |  | 0
|  |  |  | 0 |  | 0
|  |  |  | 0 |  | 0
|  |  |  | 0 |  | 0
|  |  |  | 0 |  | 0
|  |  |  | 0 |  | 0
|  |  |  | 0 |  | 0
|  |  |  | 0 |  | 0
|  |  |  | 0 |  | 0
|  |  |  | 0 |  | 0
|  |  |  | 0 |  | 0
|  |  |  | 0 |  | 0
|  |  |  | 0 |  | 0
|  |  |  | 0 |  | 0
|  |  |  | 0 |  | 0
|  |  |  | 0 |  | 0
|  |  |  | 0 |  | 0
|  |  |  | 0 |  | 0
|  |  |  | 0 |  | 0
|  |  |  | 0 |  | 0
|  |  |  | 0 |  | 0
|  |  |  | 0 |  | 0
|  |  |  | 0 |  | 0
|  |  |  | 0 |  | 0
|  |  |  | 0 |  | 0
|  |  |  | 0 |  | 0
|  |  |  | 0 |  | 0
|  |  |  | 0 |  | 0
|  |  |  | 0 |  | 0
|  |  |  | 0 |  | 0
|  |  |  | 0 |  | 0
|  |  |  | 0 |  | 0
|  |  |  | 0 |  | 0
|  |  |  | 0 |  | 0
|  |  |  | 0 |  | 0
|  |  |  | 0 |  | 0
|  |  |  | 0 |  | 0
|  |  |  | 0 |  | 0
|  |  |  | 0 |  | 0
|  |  |  | 0 |  | 0
|  |  |  | 0 |  | 0
|  |  |  | 0 |  | 0
|  |  |  | 0 |  | 0
|  |  |  | 0 |  | 0
|  |  |  | 0 |  | 0
|  |  |  | 0 |  | 0
|  |  |  | 0 |  | 0
|  |  |  | 0 |  | 0
|  |  |  | 0 |  | 0
|  |  |  | 0 |  | 0
|  |  |  | 0 |  | 0
|  |  |  | 0 |  | 0
|  |  |  | 0 |  | 0
|  |  |  | 0 |  | 0
|  |  |  | 0 |  | 0
|  |  |  | 0 |  | 0
|  |  |  | 0 |  | 0
|  |  |  | 0 |  | 0
|  |  |  | 0 |  | 0
|  |  |  | 0 |  | 0
|  |  |  | 0 |  | 0
|  |  |  | 0 |  | 0
|  |  |  | 0 |  | 0
|  |  |  | 0 |  | 0
|  |  |  | 0 |  | 0
|  |  |  | 0 |  | 0
|  |  |  | 0 |  | 0
|  |  |  | 0 |  | 0
|  |  |  | 0 |  | 0
|  |  |  | 0 |  | 0
|  |  |  | 0 |  | 0
|  |  |  | 0 |  | 0
|  |  |  | 0 |  | 0
|  |  |  | 0 |  | 0
|  |  |  | 0 |  | 0
|  |  |  | 0 |  | 0
|  |  |  | 0 |  | 0
|  |  |  | 0 |  | 0
|  |  |  | 0 |  | 0
|  |  |  | 0 |  | 0
|  |  |  | 0 |  | 0
|  |  |  | 0 |  | 0
|  |  |  | 0 |  | 0
|  |  |  | 0 |  | 0
|  |  |  | 0 |  | 0
|  |  |  | 0 |  | 0
|  |  |  | 0 |  | 0
|  |  |  | 0 |  | 0
|  |  |  | 0 |  | 0
|  |  |  | 0 |  | 0
|  |  |  | 0 |  | 0
|  |  |  | 0 |  | 0
|  |  |  | 0 |  | 0
|  |  |  | 0 |  | 0
|  |  |  | 0 |  | 0
|  |  |  | 0 |  | 0
|  |  |  | 0 |  | 0
|  |  |  | 0 |  | 0
|  |  |  | 0 |  | 0
|  |  |  | 0 |  | 0
|  |  |  | 0 |  | 0
|  |  |  | 0 |  | 0
|  |  |  | 0 |  | 0
|  |  |  | 0 |  | 0
|  |  |  | 0 |  | 0
|  |  |  | 0 |  | 0
|  |  |  | 0 |  | 0
|  |  |  | 0 |  | 0
|  |  |  | 0 |  | 0
|  |  |  | 0 |  | 0
|  |  |  | 0 |  | 0
|  |  |  | 0 |  | 0
|  |  |  | 0 |  | 0
|  |  |  | 0 |  | 0
|  |  |  | 0 |  | 0
|  |  |  | 0 |  | 0
|  |  |  | 0 |  | 0
|  |  |  | 0 |  | 0
|  |  |  | 0 |  | 0
|  |  |  | 0 |  | 0
|  |  |  | 0 |  | 0
|  |  |  | 0 |  | 0
|  |  |  | 0 |  | 0
|  |  |  | 0 |  | 0
|  |  |  | 0 |  | 0
|  |  |  | 0 |  | 0
|  |  |  | 0 |  | 0
|  |  |  | 0 |  | 0
|  |  |  | 0 |  | 0
|  |  |  | 0 |  | 0
|  |  |  | 0 |  | 0
|  |  |  | 0 |  | 0
|  |  |  | 0 |  | 0
|  |  |  | 0 |  | 0
|  |  |  | 0 |  | 0
|  |  |  | 0 |  | 0
|  |  |  | 0 |  | 0
|  |  |  | 0 |  | 0
|  |  |  | 0 |  | 0
|  |  |  | 0 |  | 0
|  |  |  | 0 |  | 0
|  |  |  | 0 |  | 0
|  |  |  | 0 |  | 0
|  |  |  | 0 |  | 0
|  |  |  | 0 |  | 0
|  |  |  | 0 |  | 0
|  |  |  | 0 |  | 0
|  |  |  | 0 |  | 0
|  |  |  | 0 |  | 0
|  |  |  | 0 |  | 0
|  |  |  | 0 |  | 0
|  |  |  | 0 |  | 0
|  |  |  | 0 |  | 0
|  |  |  | 0 |  | 0
|  |  |  | 0 |  | 0
|  |  |  | 0 |  | 0
|  |  |  | 0 |  | 0
|  |  |  | 0 |  | 0
|  |  |  | 0 |  | 0
|  |  |  | 0 |  | 0
|  |  |  | 0 |  | 0
|  |  |  | 0 |  | 0
|  |  |  | 0 |  | 0
|  |  |  | 0 |  | 0
|  |  |  | 0 |  | 0
|  |  |  | 0 |  | 0
|  |  |  | 0 |  | 0
|  |  |  | 0 |  | 0
|  |  |  | 0 |  | 0
|  |  |  | 0 |  | 0
|  |  |  | 0 |  | 0
|  |  |  | 0 |  | 0
|  |  |  | 0 |  | 0
|  |  |  | 0 |  | 0
|  |  |  | 0 |  | 0
|  |  |  | 0 |  | 0
|  |  |  | 0 |  | 0
|  |  |  | 0 |  | 0
|  |  |  | 0 |  | 0
|  |  |  | 0 |  | 0
|  |  |  | 0 |  | 0
|  |  |  | 0 |  | 0
|  |  |  | 0 |  | 0
|  |  |  | 0 |  | 0
|  |  |  | 0 |  | 0
|  |  |  | 0 |  | 0
|  |  |  | 0 |  | 0
|  |  |  | 0 |  | 0
|  |  |  | 0 |  | 0
|  |  |  | 0 |  | 0
|  |  |  | 0 |  | 0
|  |  |  | 0 |  | 0
|  |  |  | 0 |  | 0
|  |  |  | 0 |  | 0
|  |  |  | 0 |  | 0
|  |  |  | 0 |  | 0
|  |  |  | 0 |  | 0
|  |  |  | 0 |  | 0
|  |  |  | 0 |  | 0
|  |  |  | 0 |  | 0
|  |  |  | 0 |  | 0
|  |  |  | 0 |  | 0
|  |  |  | 0 |  | 0
|  |  |  | 0 |  | 0
|  |  |  | 0 |  | 0
|  |  |  | 0 |  | 0
|  |  |  | 0 |  | 0
|  |  |  | 0 |  | 0
|  |  |  | 0 |  | 0
|  |  |  | 0 |  | 0
|  |  |  | 0 |  | 0
|  |  |  | 0 |  | 0
|  |  |  | 0 |  | 0
|  |  |  | 0 |  | 0
|  |  |  | 0 |  | 0
|  |  |  | 0 |  | 0
|  |  |  | 0 |  | 0
|  |  |  | 0 |  | 0
|  |  |  | 0 |  | 0
|  |  |  | 0 |  | 0
|  |  |  | 0 |  | 0
|  |  |  | 0 |  | 0
|  |  |  | 0 |  | 0
|  |  |  | 0 |  | 0
|  |  |  | 0 |  | 0
|  |  |  | 0 |  | 0
|  |  |  | 0 |  | 0
|  |  |  | 0 |  | 0
|  |  |  | 0 |  | 0
|  |  |  | 0 |  | 0
|  |  |  | 0 |  | 0
|  |  |  | 0 |  | 0
|  |  |  | 0 |  | 0
|  |  |  | 0 |  | 0
|  |  |  | 0 |  | 0
|  |  |  | 0 |  | 0
|  |  |  | 0 |  | 0
|  |  |  | 0 |  | 0
|  |  |  | 0 |  | 0
|  |  |  | 0 |  | 0
|  |  |  | 0 |  | 0
|  |  |  | 0 |  | 0
|  |  |  | 0 |  | 0
|  |  |  | 0 |  | 0
|  |  |  | 0 |  | 0
|  |  |  | 0 |  | 0
|  |  |  | 0 |  | 0
|  |  |  | 0 |  | 0
|  |  |  | 0 |  | 0
|  |  |  | 0 |  | 0
|  |  |  | 0 |  | 0
|  |  |  | 0 |  | 0
|  |  |  | 0 |  | 0
|  |  |  | 0 |  | 0
|  |  |  | 0 |  | 0
|  |  |  | 0 |  | 0
|  |  |  | 0 |  | 0
|  |  |  | 0 |  | 0
|  |  |  | 0 |  | 0
|  |  |  | 0 |  | 0
|  |  |  | 0 |  | 0
|  |  |  | 0 |  | 0
|  |  |  | 0 |  | 0
|  |  |  | 0 |  | 0
|  |  |  | 0 |  | 0
|  |  |  | 0 |  | 0
|  |  |  | 0 |  | 0
|  |  |  | 0 |  | 0
|  |  |  | 0 |  | 0
|  |  |  | 0 |  | 0
|  |  |  | 0 |  | 0
|  |  |  | 0 |  | 0
|  |  |  | 0 |  | 0
|  |  |  | 0 |  | 0
|  |  |  | 0 |  | 0
|  |  |  | 0 |  | 0
|  |  |  | 0 |  | 0
|  |  |  | 0 |  | 0
|  |  |  | 0 |  | 0
|  |  |  | 0 |  | 0
|  |  |  | 0 |  | 0
|  |  |  | 0 |  | 0
|  |  |  | 0 |  | 0
|  |  |  | 0 |  | 0
|  |  |  | 0 |  | 0
|  |  |  | 0 |  | 0
|  |  |  | 0 |  | 0
|  |  |  | 0 |  | 0
|  |  |  | 0 |  | 0
|  |  |  | 0 |  | 0
|  |  |  | 0 |  | 0
|  |  |  | 0 |  | 0
|  |  |  | 0 |  | 0
|  |  |  | 0 |  | 0
|  |  |  | 0 |  | 0
|  |  |  | 0 |  | 0
|  |  |  | 0 |  | 0
|  |  |  | 0 |  | 0
|  |  |  | 0 |  | 0
|  |  |  | 0 |  | 0
|  |  |  | 0 |  | 0
|  |  |  | 0 |  | 0
|  |  |  | 0 |  | 0
|  |  |  | 0 |  | 0
|  |  |  | 0 |  | 0
|  |  |  | 0 |  | 0
|  |  |  | 0 |  | 0
|  |  |  | 0 |  | 0
|  |  |  | 0 |  | 0
|  |  |  | 0 |  | 0
|  |  |  | 0 |  | 0
|  |  |  | 0 |  | 0
|  |  |  | 0 |  | 0
|  |  |  | 0 |  | 0
|  |  |  | 0 |  | 0
|  |  |  | 0 |  | 0
|  |  |  | 0 |  | 0
|  |  |  | 0 |  | 0
|  |  |  | 0 |  | 0
|  |  |  | 0 |  | 0
|  |  |  | 0 |  | 0
|  |  |  | 0 |  | 0
|  |  |  | 0 |  | 0
|  |  |  | 0 |  | 0
|  |  |  | 0 |  | 0
|  |  |  | 0 |  | 0
|  |  |  | 0 |  | 0
|  |  |  | 0 |  | 0
|  |  |  | 0 |  | 0
|  |  |  | 0 |  | 0
|  |  |  | 0 |  | 0
|  |  |  | 0 |  | 0
|  |  |  | 0 |  | 0
|  |  |  | 0 |  | 0
|  |  |  | 0 |  | 0
|  |  |  | 0 |  | 0
|  |  |  | 0 |  | 0
|  |  |  | 0 |  | 0
|  |  |  | 0 |  | 0
|  |  |  | 0 |  | 0
|  |  |  | 0 |  | 0
|  |  |  | 0 |  | 0
|  |  |  | 0 |  | 0
|  |  |  | 0 |  | 0
|  |  |  | 0 |  | 0
|  |  |  | 0 |  | 0
|  |  |  | 0 |  | 0
|  |  |  | 0 |  | 0
|  |  |  | 0 |  | 0
|  |  |  | 0 |  | 0
|  |  |  | 0 |  | 0
|  |  |  | 0 |  | 0
|  |  |  | 0 |  | 0
|  |  |  | 0 |  | 0
|  |  |  | 0 |  | 0
|  |  |  | 0 |  | 0
|  |  |  | 0 |  | 0
|  |  |  | 0 |  | 0
|  |  |  | 0 |  | 0
|  |  |  | 0 |  | 0
|  |  |  | 0 |  | 0
|  |  |  | 0 |  | 0
|  |  |  | 0 |  | 0
|  |  |  | 0 |  | 0
|  |  |  | 0 |  | 0
|  |  |  | 0 |  | 0
|  |  |  | 0 |  | 0
|  |  |  | 0 |  | 0
|  |  |  | 0 |  | 0
|  |  |  | 0 |  | 0
|  |  |  | 0 |  | 0
|  |  |  | 0 |  | 0
|  |  |  | 0 |  | 0
|  |  |  | 0 |  | 0
|  |  |  | 0 |  | 0
|  |  |  | 0 |  | 0
|  |  |  | 0 |  | 0
|  |  |  | 0 |  | 0
|  |  |  | 0 |  | 0
|  |  |  | 0 |  | 0
|  |  |  | 0 |  | 0
|  |  |  | 0 |  | 0
|  |  |  | 0 |  | 0
|  |  |  | 0 |  | 0
|  |  |  | 0 |  | 0
|  |  |  | 0 |  | 0
|  |  |  | 0 |  | 0
|  |  |  | 0 |  | 0
|  |  |  | 0 |  | 0
|  |  |  | 0 |  | 0
|  |  |  | 0 |  | 0
|  |  |  | 0 |  | 0
|  |  |  | 0 |  | 0
|  |  |  | 0 |  | 0
|  |  |  | 0 |  | 0
|  |  |  | 0 |  | 0
|  |  |  | 0 |  | 0
|  |  |  | 0 |  | 0
|  |  |  | 0 |  | 0
|  |  |  | 0 |  | 0
|  |  |  | 0 |  | 0
|  |  |  | 0 |  | 0
|  |  |  | 0 |  | 0
|  |  |  | 0 |  | 0
|  |  |  | 0 |  | 0
|  |  |  | 0 |  | 0
|  |  |  | 0 |  | 0
|  |  |  | 0 |  | 0
|  |  |  | 0 |  | 0
|  |  |  | 0 |  | 0
|  |  |  | 0 |  | 0
|  |  |  | 0 |  | 0
|  |  |  | 0 |  | 0
|  |  |  | 0 |  | 0
|  |  |  | 0 |  | 0
|  |  |  | 0 |  | 0
|  |  |  | 0 |  | 0
|  |  |  | 0 |  | 0
|  |  |  | 0 |  | 0
|  |  |  | 0 |  | 0
|  |  |  | 0 |  | 0
|  |  |  | 0 |  | 0
|  |  |  | 0 |  | 0
|  |  |  | 0 |  | 0
|  |  |  | 0 |  | 0
|  |  |  | 0 |  | 0
|  |  |  | 0 |  | 0
|  |  |  | 0 |  | 0
|  |  |  | 0 |  | 0
|  |  |  | 0 |  | 0
|  |  |  | 0 |  | 0
|  |  |  | 0 |  | 0
|  |  |  | 0 |  | 0
|  |  |  | 0 |  | 0
|  |  |  | 0 |  | 0
|  |  |  | 0 |  | 0
|  |  |  | 0 |  | 0
|  |  |  | 0 |  | 0
|  |  |  | 0 |  | 0
|  |  |  | 0 |  | 0
|  |  |  | 0 |  | 0
|  |  |  | 0 |  | 0
|  |  |  | 0 |  | 0
|  |  |  | 0 |  | 0
|  |  |  | 0 |  | 0
|  |  |  | 0 |  | 0
|  |  |  | 0 |  | 0
|  |  |  | 0 |  | 0
|  |  |  | 0 |  | 0
|  |  |  | 0 |  | 0
|  |  |  | 0 |  | 0
|  |  |  | 0 |  | 0
|  |  |  | 0 |  | 0
|  |  |  | 0 |  | 0
|  |  |  | 0 |  | 0
|  |  |  | 0 |  | 0
|  |  |  | 0 |  | 0
|  |  |  | 0 |  | 0
|  |  |  | 0 |  | 0
|  |  |  | 0 |  | 0
|  |  |  | 0 |  | 0
|  |  |  | 0 |  | 0
|  |  |  | 0 |  | 0
|  |  |  | 0 |  | 0
|  |  |  | 0 |  | 0
|  |  |  | 0 |  | 0
|  |  |  | 0 |  | 0
|  |  |  | 0 |  | 0
|  |  |  | 0 |  | 0
|  |  |  | 0 |  | 0
|  |  |  | 0 |  | 0
|  |  |  | 0 |  | 0
|  |  |  | 0 |  | 0
|  |  |  | 0 |  | 0
|  |  |  | 0 |  | 0
|  |  |  | 0 |  | 0
|  |  |  | 0 |  | 0
|  |  |  | 0 |  | 0
|  |  |  | 0 |  | 0
|  |  |  | 0 |  | 0
|  |  |  | 0 |  | 0
|  |  |  | 0 |  | 0
|  |  |  | 0 |  | 0
|  |  |  | 0 |  | 0
|  |  |  | 0 |  | 0
|  |  |  | 0 |  | 0
|  |  |  | 0 |  | 0
|  |  |  | 0 |  | 0
|  |  |  | 0 |  | 0
|  |  |  | 0 |  | 0
|  |  |  | 0 |  | 0
|  |  |  | 0 |  | 0
|  |  |  | 0 |  | 0
|  |  |  | 0 |  | 0
|  |  |  | 0 |  | 0
|  |  |  | 0 |  | 0
|  |  |  | 0 |  | 0
|  |  |  | 0 |  | 0
|  |  |  | 0 |  | 0
|  |  |  | 0 |  | 0
|  |  |  | 0 |  | 0
|  |  |  | 0 |  | 0
|  |  |  | 0 |  | 0
|  |  |  | 0 |  | 0
|  |  |  | 0 |  | 0
|  |  |  | 0 |  | 0
|  |  |  | 0 |  | 0
|  |  |  | 0 |  | 0
|  |  |  | 0 |  | 0
|  |  |  | 0 |  | 0
|  |  |  | 0 |  | 0
|  |  |  | 0 |  | 0
|  |  |  | 0 |  | 0
|  |  |  | 0 |  | 0
|  |  |  | 0 |  | 0
|  |  |  | 0 |  | 0
|  |  |  | 0 |  | 0
|  |  |  | 0 |  | 0
|  |  |  | 0 |  | 0
|  |  |  | 0 |  | 0
|  |  |  | 0 |  | 0
|  |  |  | 0 |  | 0
|  |  |  | 0 |  | 0
|  |  |  | 0 |  | 0
|  |  |  | 0 |  | 0
|  |  |  | 0 |  | 0
|  |  |  | 0 |  | 0
|  |  |  | 0 |  | 0
|  |  |  | 0 |  | 0
|  |  |  | 0 |  | 0
|  |  |  | 0 |  | 0
|  |  |  | 0 |  | 0
|  |  |  | 0 |  | 0
|  |  |  | 0 |  | 0
|  |  |  | 0 |  | 0
|  |  |  | 0 |  | 0
|  |  |  | 0 |  | 0
|  |  |  | 0 |  | 0
|  |  |  | 0 |  | 0
|  |  |  | 0 |  | 0
|  |  |  | 0 |  | 0
|  |  |  | 0 |  | 0
|  |  |  | 0 |  | 0
|  |  |  | 0 |  | 0
|  |  |  | 0 |  | 0
|  |  |  | 0 |  | 0
|  |  |  | 0 |  | 0
|  |  |  | 0 |  | 0
|  |  |  | 0 |  | 0
|  |  |  | 0 |  | 0
|  |  |  | 0 |  | 0
|  |  |  | 0 |  | 0
|  |  |  | 0 |  | 0
|  |  |  | 0 |  | 0
|  |  |  | 0 |  | 0
|  |  |  | 0 |  | 0
|  |  |  | 0 |  | 0
|  |  |  | 0 |  | 0
|  |  |  | 0 |  | 0
|  |  |  | 0 |  | 0
|  |  |  | 0 |  | 0
|  |  |  | 0 |  | 0
|  |  |  | 0 |  | 0
|  |  |  | 0 |  | 0
|  |  |  | 0 |  | 0
|  |  |  | 0 |  | 0
|  |  |  | 0 |  | 0
|  |  |  | 0 |  | 0
|  |  |  | 0 |  | 0
|  |  |  | 0 |  | 0
|  |  |  | 0 |  | 0
|  |  |  | 0 |  | 0
|  |  |  | 0 |  | 0
|  |  |  | 0 |  | 0
|  |  |  | 0 |  | 0
|  |  |  | 0 |  | 0
|  |  |  | 0 |  | 0
|  |  |  | 0 |  | 0
|  |  |  | 0 |  | 0
|  |  |  | 0 |  | 0
|  |  |  | 0 |  | 0
|  |  |  | 0 |  | 0
|  |  |  | 0 |  | 0
|  |  |  | 0 |  | 0
|  |  |  | 0 |  | 0
|  |  |  | 0 |  | 0
|  |  |  | 0 |  | 0
|  |  |  | 0 |  | 0
|  |  |  | 0 |  | 0
|  |  |  | 0 |  | 0
|  |  |  | 0 |  | 0
|  |  |  | 0 |  | 0
|  |  |  | 0 |  | 0
|  |  |  | 0 |  | 0
|  |  |  | 0 |  | 0
|  |  |  | 0 |  | 0
|  |  |  | 0 |  | 0
|  |  |  | 0 |  | 0
|  |  |  | 0 |  | 0
|  |  |  | 0 |  | 0
|  |  |  | 0 |  | 0
|  |  |  | 0 |  | 0
|  |  |  | 0 |  | 0
|  |  |  | 0 |  | 0
|  |  |  | 0 |  | 0
|  |  |  | 0 |  | 0
|  |  |  | 0 |  | 0
|  |  |  | 0 |  | 0
|  |  |  | 0 |  | 0
|  |  |  | 0 |  | 0
|  |  |  | 0 |  | 0
|  |  |  | 0 |  | 0
|  |  |  | 0 |  | 0
|  |  |  | 0 |  | 0
|  |  |  | 0 |  | 0
|  |  |  | 0 |  | 0
|  |  |  | 0 |  | 0
|  |  |  | 0 |  | 0
|  |  |  | 0 |  | 0
|  |  |  | 0 |  | 0
|  |  |  | 0 |  | 0
|  |  |  | 0 |  | 0
|  |  |  | 0 |  | 0
|  |  |  | 0 |  | 0
|  |  |  | 0 |  | 0
|  |  |  | 0 |  | 0
|  |  |  | 0 |  | 0
|  |  |  | 0 |  | 0
|  |  |  | 0 |  | 0
|  |  |  | 0 |  | 0
|  |  |  | 0 |  | 0
|  |  |  | 0 |  | 0
|  |  |  | 0 |  | 0
|  |  |  | 0 |  | 0
|  |  |  | 0 |  | 0
|  |  |  | 0 |  | 0
|  |  |  | 0 |  | 0
|  |  |  | 0 |  | 0
|  |  |  | 0 |  | 0
|  |  |  | 0 |  | 0
|  |  |  | 0 |  | 0
|  |  |  | 0 |  | 0
|  |  |  | 0 |  | 0
|  |  |  | 0 |  | 0
|  |  |  | 0 |  | 0
|  |  |  | 0 |  | 0
|  |  |  | 0 |  | 0
|  |  |  | 0 |  | 0
|  |  |  | 0 |  | 0
|  |  |  | 0 |  | 0
|  |  |  | 0 |  | 0
|  |  |  | 0 |  | 0
|  |  |  | 0 |  | 0
|  |  |  | 0 |  | 0
|  |  |  | 0 |  | 0
|  |  |  | 0 |  | 0
|  |  |  | 0 |  | 0
|  |  |  | 0 |  | 0
|  |  |  | 0 |  | 0
|  |  |  | 0 |  | 0
|  |  |  | 0 |  | 0
|  |  |  | 0 |  | 0
|  |  |  | 0 |  | 0
|  |  |  | 0 |  | 0
|  |  |  | 0 |  | 0
|  |  |  | 0 |  | 0
|  |  |  | 0 |  | 0
|  |  |  | 0 |  | 0
|  |  |  | 0 |  | 0
|  |  |  | 0 |  | 0
|  |  |  | 0 |  | 0
|  |  |  | 0 |  | 0
|  |  |  | 0 |  | 0
|  |  |  | 0 |  | 0
|  |  |  | 0 |  | 0
|  |  |  | 0 |  | 0
|  |  |  | 0 |  | 0
|  |  |  | 0 |  | 0
|  |  |  | 0 |  | 0
|  |  |  | 0 |  | 0
|  |  |  | 0 |  | 0
|  |  |  | 0 |  | 0
|  |  |  | 0 |  | 0
|  |  |  | 0 |  | 0
|  |  |  | 0 |  | 0
|  |  |  | 0 |  | 0
|  |  |  | 0 |  | 0
|  |  |  | 0 |  | 0
|  |  |  | 0 |  | 0
|  |  |  | 0 |  | 0
|  |  |  | 0 |  | 0
|  |  |  | 0 |  | 0
|  |  |  | 0 |  | 0
|  |  |  | 0 |  | 0
|  |  |  | 0 |  | 0
|  |  |  | 0 |  | 0
|  |  |  | 0 |  | 0
|  |  |  | 0 |  | 0
|  |  |  | 0 |  | 0
|  |  |  | 0 |  | 0
|  |  |  | 0 |  | 0
|  |  |  | 0 |  | 0
|  |  |  | 0 |  | 0
|  |  |  | 0 |  | 0
|  |  |  | 0 |  | 0
|  |  |  | 0 |  | 0
|  |  |  | 0 |  | 0
|  |  |  | 0 |  | 0
|  |  |  | 0 |  | 0
|  |  |  | 0 |  | 0
|  |  |  | 0 |  | 0
|  |  |  | 0 |  | 0
|  |  |  | 0 |  | 0
|  |  |  | 0 |  | 0
|  |  |  | 0 |  | 0
|  |  |  | 0 |  | 0
|  |  |  | 0 |  | 0
|  |  |  | 0 |  | 0
|  |  |  | 0 |  | 0
|  |  |  | 0 |  | 0
|  |  |  | 0 |  | 0
|  |  |  | 0 |  | 0
|  |  |  | 0 |  | 0
|  |  |  | 0 |  | 0
|  |  |  | 0 |  | 0
|  |  |  | 0 |  | 0
|  |  |  | 0 |  | 0
|  |  |  | 0 |  | 0
|  |  |  | 0 |  | 0
|  |  |  | 0 |  | 0
|  |  |  | 0 |  | 0
|  |  |  | 0 |  | 0
|  |  |  | 0 |  | 0
|  |  |  | 0 |  | 0
|  |  |  | 0 |  | 0
|  |  |  | 0 |  | 0
|  |  |  | 0 |  | 0
|  |  |  | 0 |  | 0
|  |  |  | 0 |  | 0
|  |  |  | 0 |  | 0
|  |  |  | 0 |  | 0
|  |  |  | 0 |  | 0
|  |  |  | 0 |  | 0
|  |  |  | 0 |  | 0
|  |  |  | 0 |  | 0
|  |  |  | 0 |  | 0
|  |  |  | 0 |  | 0
|  |  |  | 0 |  | 0
|  |  |  | 0 |  | 0
|  |  |  | 0 |  | 0
|  |  |  | 0 |  | 0
|  |  |  | 0 |  | 0
|  |  |  | 0 |  | 0
|  |  |  | 0 |  | 0
|  |  |  | 0 |  | 0
|  |  |  | 0 |  | 0
|  |  |  | 0 |  | 0
|  |  |  | 0 |  | 0
|  |  |  | 0 |  | 0
|  |  |  | 0 |  | 0
|  |  |  | 0 |  | 0
|  |  |  | 0 |  | 0
|  |  |  | 0 |  | 0
|  |  |  | 0 |  | 0
|  |  |  | 0 |  | 0
|  |  |  | 0 |  | 0
|  |  |  | 0 |  | 0
|  |  |  | 0 |  | 0
|  |  |  | 0 |  | 0
|  |  |  | 0 |  | 0
|  |  |  | 0 |  | 0
|  |  |  | 0 |  | 0
|  |  |  | 0 |  | 0
|  |  |  | 0 |  | 0
|  |  |  | 0 |  | 0
|  |  |  | 0 |  | 0
|  |  |  | 0 |  | 0
|  |  |  | 0 |  | 0
|  |  |  | 0 |  | 0
|  |  |  | 0 |  | 0
|  |  |  | 0 |  | 0
|  |  |  | 0 |  | 0
|  |  |  | 0 |  | 0
|  |  |  | 0 |  | 0
|  |  |  | 0 |  | 0
|  |  |  | 0 |  | 0
|  |  |  | 0 |  | 0
|  |  |  | 0 |  | 0
|  |  |  | 0 |  | 0
|  |  |  | 0 |  | 0
|  |  |  | 0 |  | 0
|  |  |  | 0 |  | 0
|  |  |  | 0 |  | 0
|  |  |  | 0 |  | 0
|  |  |  | 0 |  | 0
|  |  |  | 0 |  | 0
|  |  |  | 0 |  | 0
|  |  |  | 0 |  | 0
|  |  |  | 0 |  | 0
|  |  |  | 0 |  | 0
|  |  |  | 0 |  | 0
|  |  |  | 0 |  | 0
|  |  |  | 0 |  | 0
|  |  |  | 0 |  | 0
|  |  |  | 0 |  | 0
|  |  |  | 0 |  | 0
|  |  |  | 0 |  | 0
|  |  |  | 0 |  | 0
|  |  |  | 0 |  | 0
|  |  |  | 0 |  | 0
|  |  |  | 0 |  | 0
|  |  |  | 0 |  | 0
|  |  |  | 0 |  | 0
|  |  |  | 0 |  | 0
|  |  |  | 0 |  | 0
|  |  |  | 0 |  | 0
|  |  |  | 0 |  | 0
|  |  |  | 0 |  | 0
|  |  |  | 0 |  | 0
|  |  |  | 0 |  | 0
|  |  |  | 0 |  | 0
|  |  |  | 0 |  | 0
|  |  |  | 0 |  | 0
|  |  |  | 0 |  | 0
|  |  |  | 0 |  | 0
|  |  |  | 0 |  | 0
|  |  |  | 0 |  | 0
|  |  |  | 0 |  | 0
|  |  |  | 0 |  | 0
|  |  |  | 0 |  | 0
|  |  |  | 0 |  | 0
|  |  |  | 0 |  | 0
|  |  |  | 0 |  | 0
|  |  |  | 0 |  | 0
|  |  |  | 0 |  | 0
|  |  |  | 0 |  | 0
|  |  |  | 0 |  | 0
|  |  |  | 0 |  | 0
|  |  |  | 0 |  | 0
|  |  |  | 0 |  | 0
|  |  |  | 0 |  | 0
|  |  |  | 0 |  | 0
|  |  |  | 0 |  | 0
|  |  |  | 0 |  | 0
|  |  |  | 0 |  | 0
|  |  |  | 0 |  | 0
|  |  |  | 0 |  | 0
|  |  |  | 0 |  | 0
|  |  |  | 0 |  | 0
|  |  |  | 0 |  | 0
|  |  |  | 0 |  | 0
|  |  |  | 0 |  | 0
|  |  |  | 0 |  | 0
|  |  |  | 0 |  | 0
|  |  |  | 0 |  | 0
|  |  |  | 0 |  | 0
|  |  |  | 0 |  | 0
|  |  |  | 0 |  | 0
|  |  |  | 0 |  | 0
|  |  |  | 0 |  | 0
|  |  |  | 0 |  | 0
|  |  |  | 0 |  | 0
|  |  |  | 0 |  | 0
|  |  |  | 0 |  | 0
|  |  |  | 0 |  | 0
|  |  |  | 0 |  | 0
|  |  |  | 0 |  | 0
|  |  |  | 0 |  | 0
|  |  |  | 0 |  | 0
|  |  |  | 0 |  | 0
|  |  |  | 0 |  | 0
|  |  |  | 0 |  | 0
|  |  |  | 0 |  | 0
|  |  |  | 0 |  | 0
|  |  |  | 0 |  | 0
|  |  |  | 0 |  | 0
|  |  |  | 0 |  | 0
|  |  |  | 0 |  | 0
|  |  |  | 0 |  | 0
|  |  |  | 0 |  | 0
|  |  |  | 0 |  | 0
|  |  |  | 0 |  | 0
|  |  |  | 0 |  | 0
|  |  |  | 0 |  | 0
|  |  |  | 0 |  | 0
|  |  |  | 0 |  | 0
|  |  |  | 0 |  | 0
|  |  |  | 0 |  | 0
|  |  |  | 0 |  | 0
|  |  |  | 0 |  | 0
|  |  |  | 0 |  | 0
|  |  |  | 0 |  | 0
|  |  |  | 0 |  | 0
|  |  |  | 0 |  | 0
|  |  |  | 0 |  | 0
|  |  |  | 0 |  | 0
|  |  |  | 0 |  | 0
|  |  |  | 0 |  | 0
|  |  |  | 0 |  | 0
|  |  |  | 0 |  | 0
|  |  |  | 0 |  | 0
|  |  |  | 0 |  | 0
|  |  |  | 0 |  | 0
|  |  |  | 0 |  | 0
|  |  |  | 0 |  | 0
|  |  |  | 0 |  | 0
|  |  |  | 0 |  | 0
|  |  |  | 0 |  | 0
|  |  |  | 0 |  | 0
|  |  |  | 0 |  | 0
|  |  |  | 0 |  | 0
|  |  |  | 0 |  | 0
|  |  |  | 0 |  | 0
|  |  |  | 0 |  | 0
|  |  |  | 0 |  | 0
|  |  |  | 0 |  | 0
|  |  |  | 0 |  | 0
|  |  |  | 0 |  | 0
|  |  |  | 0 |  | 0
|  |  |  | 0 |  | 0
|  |  |  | 0 |  | 0
|  |  |  | 0 |  | 0
|  |  |  | 0 |  | 0
|  |  |  | 0 |  | 0
|  |  |  | 0 |  | 0
|  |  |  | 0 |  | 0
|  |  |  | 0 |  | 0
|  |  |  | 0 |  | 0
|  |  |  | 0 |  | 0
|  |  |  | 0 |  | 0
|  |  |  | 0 |  | 0
|  |  |  | 0 |  | 0
|  |  |  | 0 |  | 0
|  |  |  | 0 |  | 0
|  |  |  | 0 |  | 0
|  |  |  | 0 |  | 0
|  |  |  | 0 |  | 0
|  |  |  | 0 |  | 0
|  |  |  | 0 |  | 0
|  |  |  | 0 |  | 0
|  |  |  | 0 |  | 0
|  |  |  | 0 |  | 0
|  |  |  | 0 |  | 0
|  |  |  | 0 |  | 0
|  |  |  | 0 |  | 0
|  |  |  | 0 |  | 0
|  |  |  | 0 |  | 0
|  |  |  | 0 |  | 0
|  |  |  | 0 |  | 0
|  |  |  | 0 |  | 0
|  |  |  | 0 |  | 0
|  |  |  | 0 |  | 0
|  |  |  | 0 |  | 0
|  |  |  | 0 |  | 0
|  |  |  | 0 |  | 0
|  |  |  | 0 |  | 0
|  |  |  | 0 |  | 0
|  |  |  | 0 |  | 0
|  |  |  | 0 |  | 0
|  |  |  | 0 |  | 0
|  |  |  | 0 |  | 0
|  |  |  | 0 |  | 0
|  |  |  | 0 |  | 0
|  |  |  | 0 |  | 0
|  |  |  | 0 |  | 0
|  |  |  | 0 |  | 0
|  |  |  | 0 |  | 0
|  |  |  | 0 |  | 0
|  |  |  | 0 |  | 0
|  |  |  | 0 |  | 0
|  |  |  | 0 |  | 0
|  |  |  | 0 |  | 0
|  |  |  | 0 |  | 0
|  |  |  | 0 |  | 0
|  |  |  | 0 |  | 0
|  |  |  | 0 |  | 0
|  |  |  | 0 |  | 0
|  |  |  | 0 |  | 0
|  |  |  | 0 |  | 0
|  |  |  | 0 |  | 0
|  |  |  | 0 |  | 0
|  |  |  | 0 |  | 0
|  |  |  | 0 |  | 0
|  |  |  | 0 |  | 0
|  |  |  | 0 |  | 0
|  |  |  | 0 |  | 0
|  |  |  | 0 |  | 0
|  |  |  | 0 |  | 0
|  |  |  | 0 |  | 0
|  |  |  | 0 |  | 0
|  |  |  | 0 |  | 0
|  |  |  | 0 |  | 0
|  |  |  | 0 |  | 0
|  |  |  | 0 |  | 0
|  |  |  | 0 |  | 0
|  |  |  | 0 |  | 0
|  |  |  | 0 |  | 0
|  |  |  | 0 |  | 0
|  |  |  | 0 |  | 0
|  |  |  | 0 |  | 0
|  |  |  | 0 |  | 0
|  |  |  | 0 |  | 0
|  |  |  | 0 |  | 0
|  |  |  | 0 |  | 0
|  |  |  | 0 |  | 0
|  |  |  | 0 |  | 0
|  |  |  | 0 |  | 0
|  |  |  | 0 |  | 0
|  |  |  | 0 |  | 0
|  |  |  | 0 |  | 0
|  |  |  | 0 |  | 0
|  |  |  | 0 |  | 0
|  |  |  | 0 |  | 0
|  |  |  | 0 |  | 0
|  |  |  | 0 |  | 0
|  |  |  | 0 |  | 0
|  |  |  | 0 |  | 0
|  |  |  | 0 |  | 0
|  |  |  | 0 |  | 0
|  |  |  | 0 |  | 0
|  |  |  | 0 |  | 0
|  |  |  | 0 |  | 0
|  |  |  | 0 |  | 0
|  |  |  | 0 |  | 0
|  |  |  | 0 |  | 0
|  |  |  | 0 |  | 0
|  |  |  | 0 |  | 0
|  |  |  | 0 |  | 0
|  |  |  | 0 |  | 0
|  |  |  | 0 |  | 0
|  |  |  | 0 |  | 0
|  |  |  | 0 |  | 0
|  |  |  | 0 |  | 0
|  |  |  | 0 |  | 0
|  |  |  | 0 |  | 0
|  |  |  | 0 |  | 0
|  |  |  | 0 |  | 0
|  |  |  | 0 |  | 0
|  |  |  | 0 |  | 0
|  |  |  | 0 |  | 0
|  |  |  | 0 |  | 0
|  |  |  | 0 |  | 0
|  |  |  | 0 |  | 0
|  |  |  | 0 |  | 0
|  |  |  | 0 |  | 0
|  |  |  | 0 |  | 0
|  |  |  | 0 |  | 0
|  |  |  | 0 |  | 0
|  |  |  | 0 |  | 0
|  |  |  | 0 |  | 0
|  |  |  | 0 |  | 0
|  |  |  | 0 |  | 0
|  |  |  | 0 |  | 0
|  |  |  | 0 |  | 0
|  |  |  | 0 |  | 0
|  |  |  | 0 |  | 0
|  |  |  | 0 |  | 0
|  |  |  | 0 |  | 0
|  |  |  | 0 |  | 0
|  |  |  | 0 |  | 0
|  |  |  | 0 |  | 0
|  |  |  | 0 |  | 0
|  |  |  | 0 |  | 0
|  |  |  | 0 |  | 0
|  |  |  | 0 |  | 0
|  |  |  | 0 |  | 0
|  |  |  | 0 |  | 0
|  |  |  | 0 |  | 0
|  |  |  | 0 |  | 0
|  |  |  | 0 |  | 0
|  |  |  | 0 |  | 0
|  |  |  | 0 |  | 0
|  |  |  | 0 |  | 0
|  |  |  | 0 |  | 0
|  |  |  | 0 |  | 0
|  |  |  | 0 |  | 0
|  |  |  | 0 |  | 0
|  |  |  | 0 |  | 0
|  |  |  | 0 |  | 0
|  |  |  | 0 |  | 0
|  |  |  | 0 |  | 0
|  |  |  | 0 |  | 0
|  |  |  | 0 |  | 0
|  |  |  | 0 |  | 0
|  |  |  | 0 |  | 0
|  |  |  | 0 |  | 0
|  |  |  | 0 |  | 0
|  |  |  | 0 |  | 0
|  |  |  | 0 |  | 0
|  |  |  | 0 |  | 0
|  |  |  | 0 |  | 0
|  |  |  | 0 |  | 0
|  |  |  | 0 |  | 0
|  |  |  | 0 |  | 0
|  |  |  | 0 |  | 0
|  |  |  | 0 |  | 0
|  |  |  | 0 |  | 0
|  |  |  | 0 |  | 0
|  |  |  | 0 |  | 0
|  |  |  | 0 |  | 0
|  |  |  | 0 |  | 0
|  |  |  | 0 |  | 0
|  |  |  | 0 |  | 0
|  |  |  | 0 |  | 0
|  |  |  | 0 |  | 0
|  |  |  | 0 |  | 0
|  |  |  | 0 |  | 0
|  |  |  | 0 |  | 0
|  |  |  | 0 |  | 0
|  |  |  | 0 |  | 0
|  |  |  | 0 |  | 0
|  |  |  | 0 |  | 0
|  |  |  | 0 |  | 0
|  |  |  | 0 |  | 0
|  |  |  | 0 |  | 0
|  |  |  | 0 |  | 0
|  |  |  | 0 |  | 0
|  |  |  | 0 |  | 0
|  |  |  | 0 |  | 0
|  |  |  | 0 |  | 0
|  |  |  | 0 |  | 0
|  |  |  | 0 |  | 0
|  |  |  | 0 |  | 0
|  |  |  | 0 |  | 0
|  |  |  | 0 |  | 0
|  |  |  | 0 |  | 0
|  |  |  | 0 |  | 0
|  |  |  | 0 |  | 0
|  |  |  | 0 |  | 0
|  |  |  | 0 |  | 0
|  |  |  | 0 |  | 0
|  |  |  | 0 |  | 0
|  |  |  | 0 |  | 0
|  |  |  | 0 |  | 0
|  |  |  | 0 |  | 0
|  |  |  | 0 |  | 0
|  |  |  | 0 |  | 0
|  |  |  | 0 |  | 0
|  |  |  | 0 |  | 0
|  |  |  | 0 |  | 0
|  |  |  | 0 |  | 0
|  |  |  | 0 |  | 0
|  |  |  | 0 |  | 0
|  |  |  | 0 |  | 0
|  |  |  | 0 |  | 0
|  |  |  | 0 |  | 0
|  |  |  | 0 |  | 0
|  |  |  | 0 |  | 0
|  |  |  | 0 |  | 0
|  |  |  | 0 |  | 0
|  |  |  | 0 |  | 0
|  |  |  | 0 |  | 0
|  |  |  | 0 |  | 0
|  |  |  | 0 |  | 0
|  |  |  | 0 |  | 0
|  |  |  | 0 |  | 0
|  |  |  | 0 |  | 0
|  |  |  | 0 |  | 0
|  |  |  | 0 |  | 0
|  |  |  | 0 |  | 0
|  |  |  | 0 |  | 0
|  |  |  | 0 |  | 0
|  |  |  | 0 |  | 0
|  |  |  | 0 |  | 0
|  |  |  | 0 |  | 0
|  |  |  | 0 |  | 0
|  |  |  | 0 |  | 0
|  |  |  | 0 |  | 0
|  |  |  | 0 |  | 0
|  |  |  | 0 |  | 0
|  |  |  | 0 |  | 0
|  |  |  | 0 |  | 0
|  |  |  | 0 |  | 0
|  |  |  | 0 |  | 0
|  |  |  | 0 |  | 0
|  |  |  | 0 |  | 0
|  |  |  | 0 |  | 0
|  |  |  | 0 |  | 0
|  |  |  | 0 |  | 0
|  |  |  | 0 |  | 0
|  |  |  | 0 |  | 0
|  |  |  | 0 |  | 0
|  |  |  | 0 |  | 0
|  |  |  | 0 |  | 0
|  |  |  | 0 |  | 0
|  |  |  | 0 |  | 0
|  |  |  | 0 |  | 0
|  |  |  | 0 |  | 0
|  |  |  | 0 |  | 0
|  |  |  | 0 |  | 0
|  |  |  | 0 |  | 0
|  |  |  | 0 |  | 0
|  |  |  | 0 |  | 0
|  |  |  | 0 |  | 0
|  |  |  | 0 |  | 0
|  |  |  | 0 |  | 0
|  |  |  | 0 |  | 0
|  |  |  | 0 |  | 0
|  |  |  | 0 |  | 0
|  |  |  | 0 |  | 0
|  |  |  | 0 |  | 0
|  |  |  | 0 |  | 0
|  |  |  | 0 |  | 0
|  |  |  | 0 |  | 0
|  |  |  | 0 |  | 0
|  |  |  | 0 |  | 0
|  |  |  | 0 |  | 0
|  |  |  | 0 |  | 0
|  |  |  | 0 |  | 0
|  |  |  | 0 |  | 0
|  |  |  | 0 |  | 0
|  |  |  | 0 |  | 0
|  |  |  | 0 |  | 0
|  |  |  | 0 |  | 0
|  |  |  | 0 |  | 0
|  |  |  | 0 |  | 0
|  |  |  | 0 |  | 0
|  |  |  | 0 |  | 0
|  |  |  | 0 |  | 0
|  |  |  | 0 |  | 0
|  |  |  | 0 |  | 0
|  |  |  | 0 |  | 0
|  |  |  | 0 |  | 0
|  |  |  | 0 |  | 0
|  |  |  | 0 |  | 0
|  |  |  | 0 |  | 0
|  |  |  | 0 |  | 0
|  |  |  | 0 |  | 0
|  |  |  | 0 |  | 0
|  |  |  | 0 |  | 0
|  |  |  | 0 |  | 0
|  |  |  | 0 |  | 0
|  |  |  | 0 |  | 0
|  |  |  | 0 |  | 0
|  |  |  | 0 |  | 0
|  |  |  | 0 |  | 0
|  |  |  | 0 |  | 0
|  |  |  | 0 |  | 0
|  |  |  | 0 |  | 0
|  |  |  | 0 |  | 0
|  |  |  | 0 |  | 0
|  |  |  | 0 |  | 0
|  |  |  | 0 |  | 0
|  |  |  | 0 |  | 0
|  |  |  | 0 |  | 0
|  |  |  | 0 |  | 0
|  |  |  | 0 |  | 0
|  |  |  | 0 |  | 0
|  |  |  | 0 |  | 0
|  |  |  | 0 |  | 0
|  |  |  | 0 |  | 0
|  |  |  | 0 |  | 0
|  |  |  | 0 |  | 0
|  |  |  | 0 |  | 0
|  |  |  | 0 |  | 0
|  |  |  | 0 |  | 0
|  |  |  | 0 |  | 0
|  |  |  | 0 |  | 0
|  |  |  | 0 |  | 0
|  |  |  | 0 |  | 0
|  |  |  | 0 |  | 0
|  |  |  | 0 |  | 0
|  |  |  | 0 |  | 0
|  |  |  | 0 |  | 0
|  |  |  | 0 |  | 0
|  |  |  | 0 |  | 0
|  |  |  | 0 |  | 0
|  |  |  | 0 |  | 0
|  |  |  | 0 |  | 0
|  |  |  | 0 |  | 0
|  |  |  | 0 |  | 0
|  |  |  | 0 |  | 0
|  |  |  | 0 |  | 0
|  |  |  | 0 |  | 0
|  |  |  | 0 |  | 0
|  |  |  | 0 |  | 0
|  |  |  | 0 |  | 0
|  |  |  | 0 |  | 0
|  |  |  | 0 |  | 0
|  |  |  | 0 |  | 0
|  |  |  | 0 |  | 0
|  |  |  | 0 |  | 0
|  |  |  | 0 |  | 0
|  |  |  | 0 |  | 0
|  |  |  | 0 |  | 0
|  |  |  | 0 |  | 0
|  |  |  | 0 |  | 0
|  |  |  | 0 |  | 0
|  |  |  | 0 |  | 0
|  |  |  | 0 |  | 0
|  |  |  | 0 |  | 0
|  |  |  | 0 |  | 0
|  |  |  | 0 |  | 0
|  |  |  | 0 |  | 0
|  |  |  | 0 |  | 0
|  |  |  | 0 |  | 0
|  |  |  | 0 |  | 0
|  |  |  | 0 |  | 0
|  |  |  | 0 |  | 0
|  |  |  | 0 |  | 0
|  |  |  | 0 |  | 0
|  |  |  | 0 |  | 0
|  |  |  | 0 |  | 0
|  |  |  | 0 |  | 0
|  |  |  | 0 |  | 0
|  |  |  | 0 |  | 0
|  |  |  | 0 |  | 0
|  |  |  | 0 |  | 0
|  |  |  | 0 |  | 0
|  |  |  | 0 |  | 0
|  |  |  | 0 |  | 0
|  |  |  | 0 |  | 0
|  |  |  | 0 |  | 0
|  |  |  | 0 |  | 0
|  |  |  | 0 |  | 0
|  |  |  | 0 |  | 0
|  |  |  | 0 |  | 0
|  |  |  | 0 |  | 0
|  |  |  | 0 |  | 0
|  |  |  | 0 |  | 0
|  |  |  | 0 |  | 0
|  |  |  | 0 |  | 0
|  |  |  | 0 |  | 0
|  |  |  | 0 |  | 0
|  |  |  | 0 |  | 0
|  |  |  | 0 |  | 0
|  |  |  | 0 |  | 0
|  |  |  | 0 |  | 0
|  |  |  | 0 |  | 0
|  |  |  | 0 |  | 0
|  |  |  | 0 |  | 0
|  |  |  | 0 |  | 0
|  |  |  | 0 |  | 0
|  |  |  | 0 |  | 0
|  |  |  | 0 |  | 0
|  |  |  | 0 |  | 0
|  |  |  | 0 |  | 0
|  |  |  | 0 |  | 0
|  |  |  | 0 |  | 0
|  |  |  | 0 |  | 0
|  |  |  | 0 |  | 0
|  |  |  | 0 |  | 0
|  |  |  | 0 |  | 0
|  |  |  | 0 |  | 0
|  |  |  | 0 |  | 0
|  |  |  | 0 |  | 0
|  |  |  | 0 |  | 0
|  |  |  | 0 |  | 0
|  |  |  | 0 |  | 0
|  |  |  | 0 |  | 0
|  |  |  | 0 |  | 0
|  |  |  | 0 |  | 0
|  |  |  | 0 |  | 0
|  |  |  | 0 |  | 0
|  |  |  | 0 |  | 0
|  |  |  | 0 |  | 0
|  |  |  | 0 |  | 0
|  |  |  | 0 |  | 0
|  |  |  | 0 |  | 0
|  |  |  | 0 |  | 0
|  |  |  | 0 |  | 0
|  |  |  | 0 |  | 0
|  |  |  | 0 |  | 0
|  |  |  | 0 |  | 0
|  |  |  | 0 |  | 0
|  |  |  | 0 |  | 0
|  |  |  | 0 |  | 0
|  |  |  | 0 |  | 0
|  |  |  | 0 |  | 0
|  |  |  | 0 |  | 0
|  |  |  | 0 |  | 0
|  |  |  | 0 |  | 0
|  |  |  | 0 |  | 0
|  |  |  | 0 |  | 0
|  |  |  | 0 |  | 0
|  |  |  | 0 |  | 0
|  |  |  | 0 |  | 0
|  |  |  | 0 |  | 0
|  |  |  | 0 |  | 0
|  |  |  | 0 |  | 0
|  |  |  | 0 |  | 0
|  |  |  | 0 |  | 0
|  |  |  | 0 |  | 0
|  |  |  | 0 |  | 0
|  |  |  | 0 |  | 0
|  |  |  | 0 |  | 0
|  |  |  | 0 |  | 0
|  |  |  | 0 |  | 0
|  |  |  | 0 |  | 0
|  |  |  | 0 |  | 0
|  |  |  | 0 |  | 0
|  |  |  | 0 |  | 0
|  |  |  | 0 |  | 0
|  |  |  | 0 |  | 0
|  |  |  | 0 |  | 0
|  |  |  | 0 |  | 0
|  |  |  | 0 |  | 0
|  |  |  | 0 |  | 0
|  |  |  | 0 |  | 0
|  |  |  | 0 |  | 0
|  |  |  | 0 |  | 0
|  |  |  | 0 |  | 0
|  |  |  | 0 |  | 0
|  |  |  | 0 |  | 0
|  |  |  | 0 |  | 0
|  |  |  | 0 |  | 0
|  |  |  | 0 |  | 0
|  |  |  | 0 |  | 0
|  |  |  | 0 |  | 0
|  |  |  | 0 |  | 0
|  |  |  | 0 |  | 0
|  |  |  | 0 |  | 0
|  |  |  | 0 |  | 0
|  |  |  | 0 |  | 0
|  |  |  | 0 |  | 0
|  |  |  | 0 |  | 0
|  |  |  | 0 |  | 0
|  |  |  | 0 |  | 0
|  |  |  | 0 |  | 0
|  |  |  | 0 |  | 0
|  |  |  | 0 |  | 0
|  |  |  | 0 |  | 0
|  |  |  | 0 |  | 0
|  |  |  | 0 |  | 0
|  |  |  | 0 |  | 0
|  |  |  | 0 |  | 0
|  |  |  | 0 |  | 0
|  |  |  | 0 |  | 0
|  |  |  | 0 |  | 0
|  |  |  | 0 |  | 0
|  |  |  | 0 |  | 0
|  |  |  | 0 |  | 0
|  |  |  | 0 |  | 0
|  |  |  | 0 |  | 0
|  |  |  | 0 |  | 0
|  |  |  | 0 |  | 0
|  |  |  | 0 |  | 0
|  |  |  | 0 |  | 0
|  |  |  | 0 |  | 0
|  |  |  | 0 |  | 0
|  |  |  | 0 |  | 0
|  |  |  | 0 |  | 0
|  |  |  | 0 |  | 0
|  |  |  | 0 |  | 0
|  |  |  | 0 |  | 0
|  |  |  | 0 |  | 0
|  |  |  | 0 |  | 0
|  |  |  | 0 |  | 0
|  |  |  | 0 |  | 0
|  |  |  | 0 |  | 0
|  |  |  | 0 |  | 0
|  |  |  | 0 |  | 0
|  |  |  | 0 |  | 0
|  |  |  | 0 |  | 0
|  |  |  | 0 |  | 0
|  |  |  | 0 |  | 0
|  |  |  | 0 |  | 0
|  |  |  | 0 |  | 0
|  |  |  | 0 |  | 0
|  |  |  | 0 |  | 0
|  |  |  | 0 |  | 0
|  |  |  | 0 |  | 0
|  |  |  | 0 |  | 0
|  |  |  | 0 |  | 0
|  |  |  | 0 |  | 0
|  |  |  | 0 |  | 0
|  |  |  | 0 |  | 0
|  |  |  | 0 |  | 0
|  |  |  | 0 |  | 0
|  |  |  | 0 |  | 0
|  |  |  | 0 |  | 0
|  |  |  | 0 |  | 0
|  |  |  | 0 |  | 0
|  |  |  | 0 |  | 0
|  |  |  | 0 |  | 0
|  |  |  | 0 |  | 0
|  |  |  | 0 |  | 0
|  |  |  | 0 |  | 0
|  |  |  | 0 |  | 0
|  |  |  | 0 |  | 0
|  |  |  | 0 |  | 0
|  |  |  | 0 |  | 0
|  |  |  | 0 |  | 0
|  |  |  | 0 |  | 0
|  |  |  | 0 |  | 0
|  |  |  | 0 |  | 0
|  |  |  | 0 |  | 0
|  |  |  | 0 |  | 0
|  |  |  | 0 |  | 0
|  |  |  | 0 |  | 0
|  |  |  | 0 |  | 0
|  |  |  | 0 |  | 0
|  |  |  | 0 |  | 0
|  |  |  | 0 |  | 0
|  |  |  | 0 |  | 0
|  |  |  | 0 |  | 0
|  |  |  | 0 |  | 0
|  |  |  | 0 |  | 0
|  |  |  | 0 |  | 0
|  |  |  | 0 |  | 0
|  |  |  | 0 |  | 0
|  |  |  | 0 |  | 0
|  |  |  | 0 |  | 0
|  |  |  | 0 |  | 0
|  |  |  | 0 |  | 0
|  |  |  | 0 |  | 0
|  |  |  | 0 |  | 0
|  |  |  | 0 |  | 0
|  |  |  | 0 |  | 0
|  |  |  | 0 |  | 0
|  |  |  | 0 |  | 0
|  |  |  | 0 |  | 0
|  |  |  | 0 |  | 0
|  |  |  | 0 |  | 0
|  |  |  | 0 |  | 0
|  |  |  | 0 |  | 0
|  |  |  | 0 |  | 0
|  |  |  | 0 |  | 0
|  |  |  | 0 |  | 0
|  |  |  | 0 |  | 0
|  |  |  | 0 |  | 0
|  |  |  | 0 |  | 0
|  |  |  | 0 |  | 0
|  |  |  | 0 |  | 0
|  |  |  | 0 |  | 0
|  |  |  | 0 |  | 0
|  |  |  | 0 |  | 0
|  |  |  | 0 |  | 0
|  |  |  | 0 |  | 0
|  |  |  | 0 |  | 0
|  |  |  | 0 |  | 0
|  |  |  | 0 |  | 0
|  |  |  | 0 |  | 0
|  |  |  | 0 |  | 0
|  |  |  | 0 |  | 0
|  |  |  | 0 |  | 0
|  |  |  | 0 |  | 0
|  |  |  | 0 |  | 0
|  |  |  | 0 |  | 0
|  |  |  | 0 |  | 0
|  |  |  | 0 |  | 0
|  |  |  | 0 |  | 0
|  |  |  | 0 |  | 0
|  |  |  | 0 |  | 0
|  |  |  | 0 |  | 0
|  |  |  | 0 |  | 0
|  |  |  | 0 |  | 0
|  |  |  | 0 |  | 0
|  |  |  | 0 |  | 0
|  |  |  | 0 |  | 0
|  |  |  | 0 |  | 0
|  |  |  | 0 |  | 0
|  |  |  | 0 |  | 0
|  |  |  | 0 |  | 0
|  |  |  | 0 |  | 0
|  |  |  | 0 |  | 0
|  |  |  | 0 |  | 0
|  |  |  | 0 |  | 0
|  |  |  | 0 |  | 0
|  |  |  | 0 |  | 0
|  |  |  | 0 |  | 0
|  |  |  | 0 |  | 0
|  |  |  | 0 |  | 0
|  |  |  | 0 |  | 0
|  |  |  | 0 |  | 0
|  |  |  | 0 |  | 0
|  |  |  | 0 |  | 0
|  |  |  | 0 |  | 0
|  |  |  | 0 |  | 0
|  |  |  | 0 |  | 0
|  |  |  | 0 |  | 0
|  |  |  | 0 |  | 0
|  |  |  | 0 |  | 0
|  |  |  | 0 |  | 0
|  |  |  | 0 |  | 0
|  |  |  | 0 |  | 0
|  |  |  | 0 |  | 0
|  |  |  | 0 |  | 0
|  |  |  | 0 |  | 0
|  |  |  | 0 |  | 0
|  |  |  | 0 |  | 0
|  |  |  | 0 |  | 0
|  |  |  | 0 |  | 0
|  |  |  | 0 |  | 0
|  |  |  | 0 |  | 0
|  |  |  | 0 |  | 0
|  |  |  | 0 |  | 0
|  |  |  | 0 |  | 0
|  |  |  | 0 |  | 0
|  |  |  | 0 |  | 0
|  |  |  | 0 |  | 0
|  |  |  | 0 |  | 0
|  |  |  | 0 |  | 0
|  |  |  | 0 |  | 0
|  |  |  | 0 |  | 0
|  |  |  | 0 |  | 0
|  |  |  | 0 |  | 0
|  |  |  | 0 |  | 0
|  |  |  | 0 |  | 0
|  |  |  | 0 |  | 0
|  |  |  | 0 |  | 0
|  |  |  | 0 |  | 0
|  |  |  | 0 |  | 0
|  |  |  | 0 |  | 0
|  |  |  | 0 |  | 0
|  |  |  | 0 |  | 0
|  |  |  | 0 |  | 0
|  |  |  | 0 |  | 0
|  |  |  | 0 |  | 0
|  |  |  | 0 |  | 0
|  |  |  | 0 |  | 0
|  |  |  | 0 |  | 0
|  |  |  | 0 |  | 0
|  |  |  | 0 |  | 0
|  |  |  | 0 |  | 0
|  |  |  | 0 |  | 0
|  |  |  | 0 |  | 0
|  |  |  | 0 |  | 0
|  |  |  | 0 |  | 0
|  |  |  | 0 |  | 0
|  |  |  | 0 |  | 0
|  |  |  | 0 |  | 0
|  |  |  | 0 |  | 0
|  |  |  | 0 |  | 0
|  |  |  | 0 |  | 0
|  |  |  | 0 |  | 0
|  |  |  | 0 |  | 0
|  |  |  | 0 |  | 0
|  |  |  | 0 |  | 0
|  |  |  | 0 |  | 0
|  |  |  | 0 |  | 0
|  |  |  | 0 |  | 0
|  |  |  | 0 |  | 0
|  |  |  | 0 |  | 0
|  |  |  | 0 |  | 0
|  |  |  | 0 |  | 0
|  |  |  | 0 |  | 0
|  |  |  | 0 |  | 0
|  |  |  | 0 |  | 0
|  |  |  | 0 |  | 0
|  |  |  | 0 |  | 0
|  |  |  | 0 |  | 0
|  |  |  | 0 |  | 0
|  |  |  | 0 |  | 0
|  |  |  | 0 |  | 0
|  |  |  | 0 |  | 0
|  |  |  | 0 |  | 0
|  |  |  | 0 |  | 0
|  |  |  | 0 |  | 0
|  |  |  | 0 |  | 0
|  |  |  | 0 |  | 0
|  |  |  | 0 |  | 0
|  |  |  | 0 |  | 0
|  |  |  | 0 |  | 0
|  |  |  | 0 |  | 0
|  |  |  | 0 |  | 0
|  |  |  | 0 |  | 0
|  |  |  | 0 |  | 0
|  |  |  | 0 |  | 0
|  |  |  | 0 |  | 0
|  |  |  | 0 |  | 0
|  |  |  | 0 |  | 0
|  |  |  | 0 |  | 0
|  |  |  | 0 |  | 0
|  |  |  | 0 |  | 0
|  |  |  | 0 |  | 0
|  |  |  | 0 |  | 0
|  |  |  | 0 |  | 0
|  |  |  | 0 |  | 0
|  |  |  | 0 |  | 0
|  |  |  | 0 |  | 0
|  |  |  | 0 |  | 0
|  |  |  | 0 |  | 0
|  |  |  | 0 |  | 0
|  |  |  | 0 |  | 0
|  |  |  | 0 |  | 0
|  |  |  | 0 |  | 0
|  |  |  | 0 |  | 0
|  |  |  | 0 |  | 0
|  |  |  | 0 |  | 0
|  |  |  | 0 |  | 0
|  |  |  | 0 |  | 0
|  |  |  | 0 |  | 0
|  |  |  | 0 |  | 0
|  |  |  | 0 |  | 0
|  |  |  | 0 |  | 0
|  |  |  | 0 |  | 0
|  |  |  | 0 |  | 0
|  |  |  | 0 |  | 0
|  |  |  | 0 |  | 0
|  |  |  | 0 |  | 0
|  |  |  | 0 |  | 0
|  |  |  | 0 |  | 0
|  |  |  | 0 |  | 0
|  |  |  | 0 |  | 0
|  |  |  | 0 |  | 0
|  |  |  | 0 |  | 0
|  |  |  | 0 |  | 0
|  |  |  | 0 |  | 0
|  |  |  | 0 |  | 0
|  |  |  | 0 |  | 0
|  |  |  | 0 |  | 0
|  |  |  | 0 |  | 0
|  |  |  | 0 |  | 0
|  |  |  | 0 |  | 0
|  |  |  | 0 |  | 0
|  |  |  | 0 |  | 0
|  |  |  | 0 |  | 0
|  |  |  | 0 |  | 0
|  |  |  | 0 |  | 0
|  |  |  | 0 |  | 0
|  |  |  | 0 |  | 0
|  |  |  | 0 |  | 0
|  |  |  | 0 |  | 0
|  |  |  | 0 |  | 0
|  |  |  | 0 |  | 0
|  |  |  | 0 |  | 0
|  |  |  | 0 |  | 0
|  |  |  | 0 |  | 0
|  |  |  | 0 |  | 0
|  |  |  | 0 |  | 0
|  |  |  | 0 |  | 0
|  |  |  | 0 |  | 0
|  |  |  | 0 |  | 0
|  |  |  | 0 |  | 0
|  |  |  | 0 |  | 0
|  |  |  | 0 |  | 0
|  |  |  | 0 |  | 0
|  |  |  | 0 |  | 0
|  |  |  | 0 |  | 0
|  |  |  | 0 |  | 0
|  |  |  | 0 |  | 0
|  |  |  | 0 |  | 0
|  |  |  | 0 |  | 0
|  |  |  | 0 |  | 0
|  |  |  | 0 |  | 0
|  |  |  | 0 |  | 0
|  |  |  | 0 |  | 0
|  |  |  | 0 |  | 0
|  |  |  | 0 |  | 0
|  |  |  | 0 |  | 0
|  |  |  | 0 |  | 0
|  |  |  | 0 |  | 0
|  |  |  | 0 |  | 0
|  |  |  | 0 |  | 0
|  |  |  | 0 |  | 0
|  |  |  | 0 |  | 0
|  |  |  | 0 |  | 0
|  |  |  | 0 |  | 0
|  |  |  | 0 |  | 0
|  |  |  | 0 |  | 0
|  |  |  | 0 |  | 0
|  |  |  | 0 |  | 0
|  |  |  | 0 |  | 0
|  |  |  | 0 |  | 0
|  |  |  | 0 |  | 0
|  |  |  | 0 |  | 0
|  |  |  | 0 |  | 0
|  |  |  | 0 |  | 0
|  |  |  | 0 |  | 0
|  |  |  | 0 |  | 0
|  |  |  | 0 |  | 0
|  |  |  | 0 |  | 0
|  |  |  | 0 |  | 0
|  |  |  | 0 |  | 0
|  |  |  | 0 |  | 0
|  |  |  | 0 |  | 0
|  |  |  | 0 |  | 0
|  |  |  | 0 |  | 0
|  |  |  | 0 |  | 0
|  |  |  | 0 |  | 0
|  |  |  | 0 |  | 0
|  |  |  | 0 |  | 0
|  |  |  | 0 |  | 0
|  |  |  | 0 |  | 0
|  |  |  | 0 |  | 0
|  |  |  | 0 |  | 0
|  |  |  | 0 |  | 0
|  |  |  | 0 |  | 0
|  |  |  | 0 |  | 0
|  |  |  | 0 |  | 0
|  |  |  | 0 |  | 0
|  |  |  | 0 |  | 0
|  |  |  | 0 |  | 0
|  |  |  | 0 |  | 0
|  |  |  | 0 |  | 0
|  |  |  | 0 |  | 0
|  |  |  | 0 |  | 0
|  |  |  | 0 |  | 0
|  |  |  | 0 |  | 0
|  |  |  | 0 |  | 0
|  |  |  | 0 |  | 0
|  |  |  | 0 |  | 0
|  |  |  | 0 |  | 0
|  |  |  | 0 |  | 0
|  |  |  | 0 |  | 0
|  |  |  | 0 |  | 0
|  |  |  | 0 |  | 0
|  |  |  | 0 |  | 0
|  |  |  | 0 |  | 0
|  |  |  | 0 |  | 0
|  |  |  | 0 |  | 0
|  |  |  | 0 |  | 0
|  |  |  | 0 |  | 0
|  |  |  | 0 |  | 0
|  |  |  | 0 |  | 0
|  |  |  | 0 |  | 0
|  |  |  | 0 |  | 0
|  |  |  | 0 |  | 0
|  |  |  | 0 |  | 0
|  |  |  | 0 |  | 0
|  |  |  | 0 |  | 0
|  |  |  | 0 |  | 0
|  |  |  | 0 |  | 0
|  |  |  | 0 |  | 0
|  |  |  | 0 |  | 0
|  |  |  | 0 |  | 0
|  |  |  | 0 |  | 0
|  |  |  | 0 |  | 0
|  |  |  | 0 |  | 0
|  |  |  | 0 |  | 0
|  |  |  | 0 |  | 0
|  |  |  | 0 |  | 0
|  |  |  | 0 |  | 0
|  |  |  | 0 |  | 0
|  |  |  | 0 |  | 0
|  |  |  | 0 |  | 0
|  |  |  | 0 |  | 0
|  |  |  | 0 |  | 0
|  |  |  | 0 |  | 0
|  |  |  | 0 |  | 0
|  |  |  | 0 |  | 0
|  |  |  | 0 |  | 0
|  |  |  | 0 |  | 0
|  |  |  | 0 |  | 0
|  |  |  | 0 |  | 0
|  |  |  | 0 |  | 0
|  |  |  | 0 |  | 0
|  |  |  | 0 |  | 0
|  |  |  | 0 |  | 0
|  |  |  | 0 |  | 0
|  |  |  | 0 |  | 0
|  |  |  | 0 |  | 0
|  |  |  | 0 |  | 0
|  |  |  | 0 |  | 0
|  |  |  | 0 |  | 0
|  |  |  | 0 |  | 0
|  |  |  | 0 |  | 0
|  |  |  | 0 |  | 0
|  |  |  | 0 |  | 0
|  |  |  | 0 |  | 0
|  |  |  | 0 |  | 0
|  |  |  | 0 |  | 0
|  |  |  | 0 |  | 0
|  |  |  | 0 |  | 0
|  |  |  | 0 |  | 0
|  |  |  | 0 |  | 0
|  |  |  | 0 |  | 0
|  |  |  | 0 |  | 0
|  |  |  | 0 |  | 0
|  |  |  | 0 |  | 0
|  |  |  | 0 |  | 0
|  |  |  | 0 |  | 0
|  |  |  | 0 |  | 0
|  |  |  | 0 |  | 0
|  |  |  | 0 |  | 0
|  |  |  | 0 |  | 0
|  |  |  | 0 |  | 0
|  |  |  | 0 |  | 0
|  |  |  | 0 |  | 0
|  |  |  | 0 |  | 0
|  |  |  | 0 |  | 0
|  |  |  | 0 |  | 0
|  |  |  | 0 |  | 0
|  |  |  | 0 |  | 0
|  |  |  | 0 |  | 0
|  |  |  | 0 |  | 0
|  |  |  | 0 |  | 0
|  |  |  | 0 |  | 0
|  |  |  | 0 |  | 0
|  |  |  | 0 |  | 0
|  |  |  | 0 |  | 0
|  |  |  | 0 |  | 0
|  |  |  | 0 |  | 0
|  |  |  | 0 |  | 0
|  |  |  | 0 |  | 0
|  |  |  | 0 |  | 0
|  |  |  | 0 |  | 0
|  |  |  | 0 |  | 0
|  |  |  | 0 |  | 0
|  |  |  | 0 |  | 0
|  |  |  | 0 |  | 0
|  |  |  | 0 |  | 0
|  |  |  | 0 |  | 0
|  |  |  | 0 |  | 0
|  |  |  | 0 |  | 0
|  |  |  | 0 |  | 0
|  |  |  | 0 |  | 0
|  |  |  | 0 |  | 0
|  |  |  | 0 |  | 0
|  |  |  | 0 |  | 0
|  |  |  | 0 |  | 0
|  |  |  | 0 |  | 0
|  |  |  | 0 |  | 0
|  |  |  | 0 |  | 0
|  |  |  | 0 |  | 0
|  |  |  | 0 |  | 0
|  |  |  | 0 |  | 0
|  |  |  | 0 |  | 0
|  |  |  | 0 |  | 0
|  |  |  | 0 |  | 0
|  |  |  | 0 |  | 0
|  |  |  | 0 |  | 0
|  |  |  | 0 |  | 0
|  |  |  | 0 |  | 0
|  |  |  | 0 |  | 0
|  |  |  | 0 |  | 0
|  |  |  | 0 |  | 0
|  |  |  | 0 |  | 0
|  |  |  | 0 |  | 0
|  |  |  | 0 |  | 0
|  |  |  | 0 |  | 0
|  |  |  | 0 |  | 0
|  |  |  | 0 |  | 0
|  |  |  | 0 |  | 0
|  |  |  | 0 |  | 0
|  |  |  | 0 |  | 0
|  |  |  | 0 |  | 0
|  |  |  | 0 |  | 0
|  |  |  | 0 |  | 0
|  |  |  | 0 |  | 0
|  |  |  | 0 |  | 0
|  |  |  | 0 |  | 0
|  |  |  | 0 |  | 0
|  |  |  | 0 |  | 0
|  |  |  | 0 |  | 0
|  |  |  | 0 |  | 0
|  |  |  | 0 |  | 0
|  |  |  | 0 |  | 0
|  |  |  | 0 |  | 0
|  |  |  | 0 |  | 0
|  |  |  | 0 |  | 0
|  |  |  | 0 |  | 0
|  |  |  | 0 |  | 0
|  |  |  | 0 |  | 0
|  |  |  | 0 |  | 0
|  |  |  | 0 |  | 0
|  |  |  | 0 |  | 0
|  |  |  | 0 |  | 0
|  |  |  | 0 |  | 0
|  |  |  | 0 |  | 0
|  |  |  | 0 |  | 0
|  |  |  | 0 |  | 0
|  |  |  | 0 |  | 0
|  |  |  | 0 |  | 0
|  |  |  | 0 |  | 0
|  |  |  | 0 |  | 0
|  |  |  | 0 |  | 0
|  |  |  | 0 |  | 0
|  |  |  | 0 |  | 0
|  |  |  | 0 |  | 0
|  |  |  | 0 |  | 0
|  |  |  | 0 |  | 0
|  |  |  | 0 |  | 0
|  |  |  | 0 |  | 0
|  |  |  | 0 |  | 0
|  |  |  | 0 |  | 0
|  |  |  | 0 |  | 0
|  |  |  | 0 |  | 0
|  |  |  | 0 |  | 0
|  |  |  | 0 |  | 0
|  |  |  | 0 |  | 0
|  |  |  | 0 |  | 0
|  |  |  | 0 |  | 0
|  |  |  | 0 |  | 0
|  |  |  | 0 |  | 0
|  |  |  | 0 |  | 0
|  |  |  | 0 |  | 0
|  |  |  | 0 |  | 0
|  |  |  | 0 |  | 0
|  |  |  | 0 |  | 0
|  |  |  | 0 |  | 0
|  |  |  | 0 |  | 0
|  |  |  | 0 |  | 0
|  |  |  | 0 |  | 0
|  |  |  | 0 |  | 0
|  |  |  | 0 |  | 0
|  |  |  | 0 |  | 0
|  |  |  | 0 |  | 0
|  |  |  | 0 |  | 0
|  |  |  | 0 |  | 0
|  |  |  | 0 |  | 0
|  |  |  | 0 |  | 0
|  |  |  | 0 |  | 0
|  |  |  | 0 |  | 0
|  |  |  | 0 |  | 0
|  |  |  | 0 |  | 0
|  |  |  | 0 |  | 0
|  |  |  | 0 |  | 0
|  |  |  | 0 |  | 0
|  |  |  | 0 |  | 0
|  |  |  | 0 |  | 0
|  |  |  | 0 |  | 0
|  |  |  | 0 |  | 0
|  |  |  | 0 |  | 0
|  |  |  | 0 |  | 0
|  |  |  | 0 |  | 0
|  |  |  | 0 |  | 0
|  |  |  | 0 |  | 0
|  |  |  | 0 |  | 0
|  |  |  | 0 |  | 0
|  |  |  | 0 |  | 0
|  |  |  | 0 |  | 0
|  |  |  | 0 |  | 0
|  |  |  | 0 |  | 0
|  |  |  | 0 |  | 0
|  |  |  | 0 |  | 0
|  |  |  | 0 |  | 0
|  |  |  | 0 |  | 0
|  |  |  | 0 |  | 0
|  |  |  | 0 |  | 0
|  |  |  | 0 |  | 0
|  |  |  | 0 |  | 0
|  |  |  | 0 |  | 0
|  |  |  | 0 |  | 0
|  |  |  | 0 |  | 0
|  |  |  | 0 |  | 0
|  |  |  | 0 |  | 0
|  |  |  | 0 |  | 0
|  |  |  | 0 |  | 0
|  |  |  | 0 |  | 0
|  |  |  | 0 |  | 0
|  |  |  | 0 |  | 0
|  |  |  | 0 |  | 0
|  |  |  | 0 |  | 0
|  |  |  | 0 |  | 0
|  |  |  | 0 |  | 0
|  |  |  | 0 |  | 0
|  |  |  | 0 |  | 0
|  |  |  | 0 |  | 0
|  |  |  | 0 |  | 0
|  |  |  | 0 |  | 0
|  |  |  | 0 |  | 0
|  |  |  | 0 |  | 0
|  |  |  | 0 |  | 0
|  |  |  | 0 |  | 0
|  |  |  | 0 |  | 0
|  |  |  | 0 |  | 0
|  |  |  | 0 |  | 0
|  |  |  | 0 |  | 0
|  |  |  | 0 |  | 0
|  |  |  | 0 |  | 0
|  |  |  | 0 |  | 0
|  |  |  | 0 |  | 0
|  |  |  | 0 |  | 0
|  |  |  | 0 |  | 0
|  |  |  | 0 |  | 0
|  |  |  | 0 |  | 0
|  |  |  | 0 |  | 0
|  |  |  | 0 |  | 0
|  |  |  | 0 |  | 0
|  |  |  | 0 |  | 0
|  |  |  | 0 |  | 0
|  |  |  | 0 |  | 0
|  |  |  | 0 |  | 0
|  |  |  | 0 |  | 0
|  |  |  | 0 |  | 0
|  |  |  | 0 |  | 0
|  |  |  | 0 |  | 0
|  |  |  | 0 |  | 0
|  |  |  | 0 |  | 0
|  |  |  | 0 |  | 0
|  |  |  | 0 |  | 0
|  |  |  | 0 |  | 0
|  |  |  | 0 |  | 0
|  |  |  | 0 |  | 0
|  |  |  | 0 |  | 0
|  |  |  | 0 |  | 0
|  |  |  | 0 |  | 0
|  |  |  | 0 |  | 0
|  |  |  | 0 |  | 0
|  |  |  | 0 |  | 0
|  |  |  | 0 |  | 0
|  |  |  | 0 |  | 0
|  |  |  | 0 |  | 0
|  |  |  | 0 |  | 0
|  |  |  | 0 |  | 0
|  |  |  | 0 |  | 0
|  |  |  | 0 |  | 0
|  |  |  | 0 |  | 0
|  |  |  | 0 |  | 0
|  |  |  | 0 |  | 0
|  |  |  | 0 |  | 0
|  |  |  | 0 |  | 0
|  |  |  | 0 |  | 0
|  |  |  | 0 |  | 0
|  |  |  | 0 |  | 0
|  |  |  | 0 |  | 0
|  |  |  | 0 |  | 0
|  |  |  | 0 |  | 0
|  |  |  | 0 |  | 0
|  |  |  | 0 |  | 0
|  |  |  | 0 |  | 0
|  |  |  | 0 |  | 0
|  |  |  | 0 |  | 0
|  |  |  | 0 |  | 0
|  |  |  | 0 |  | 0
|  |  |  | 0 |  | 0
|  |  |  | 0 |  | 0
|  |  |  | 0 |  | 0
|  |  |  | 0 |  | 0
|  |  |  | 0 |  | 0
|  |  |  | 0 |  | 0
|  |  |  | 0 |  | 0
|  |  |  | 0 |  | 0
|  |  |  | 0 |  | 0
|  |  |  | 0 |  | 0
|  |  |  | 0 |  | 0
|  |  |  | 0 |  | 0
|  |  |  | 0 |  | 0
|  |  |  | 0 |  | 0
|  |  |  | 0 |  | 0
|  |  |  | 0 |  | 0
|  |  |  | 0 |  | 0
|  |  |  | 0 |  | 0
|  |  |  | 0 |  | 0
|  |  |  | 0 |  | 0
|  |  |  | 0 |  | 0
|  |  |  | 0 |  | 0
|  |  |  | 0 |  | 0
|  |  |  | 0 |  | 0
|  |  |  | 0 |  | 0
|  |  |  | 0 |  | 0
|  |  |  | 0 |  | 0
|  |  |  | 0 |  | 0
|  |  |  | 0 |  | 0
|  |  |  | 0 |  | 0
|  |  |  | 0 |  | 0
|  |  |  | 0 |  | 0
|  |  |  | 0 |  | 0
|  |  |  | 0 |  | 0
|  |  |  | 0 |  | 0
|  |  |  | 0 |  | 0
|  |  |  | 0 |  | 0
|  |  |  | 0 |  | 0
|  |  |  | 0 |  | 0
|  |  |  | 0 |  | 0
|  |  |  | 0 |  | 0
|  |  |  | 0 |  | 0
|  |  |  | 0 |  | 0
|  |  |  | 0 |  | 0
|  |  |  | 0 |  | 0
|  |  |  | 0 |  | 0
|  |  |  | 0 |  | 0
|  |  |  | 0 |  | 0
|  |  |  | 0 |  | 0
|  |  |  | 0 |  | 0
|  |  |  | 0 |  | 0
|  |  |  | 0 |  | 0
|  |  |  | 0 |  | 0
|  |  |  | 0 |  | 0
|  |  |  | 0 |  | 0
|  |  |  | 0 |  | 0
|  |  |  | 0 |  | 0
|  |  |  | 0 |  | 0
|  |  |  | 0 |  | 0
|  |  |  | 0 |  | 0
|  |  |  | 0 |  | 0
|  |  |  | 0 |  | 0
|  |  |  | 0 |  | 0
|  |  |  | 0 |  | 0
|  |  |  | 0 |  | 0
|  |  |  | 0 |  | 0
|  |  |  | 0 |  | 0
|  |  |  | 0 |  | 0
|  |  |  | 0 |  | 0
|  |  |  | 0 |  | 0
|  |  |  | 0 |  | 0
|  |  |  | 0 |  | 0
|  |  |  | 0 |  | 0
|  |  |  | 0 |  | 0
|  |  |  | 0 |  | 0
|  |  |  | 0 |  | 0
|  |  |  | 0 |  | 0
|  |  |  | 0 |  | 0
|  |  |  | 0 |  | 0
|  |  |  | 0 |  | 0
|  |  |  | 0 |  | 0
|  |  |  | 0 |  | 0
|  |  |  | 0 |  | 0
|  |  |  | 0 |  | 0
|  |  |  | 0 |  | 0
|  |  |  | 0 |  | 0
|  |  |  | 0 |  | 0
|  |  |  | 0 |  | 0
|  |  |  | 0 |  | 0
|  |  |  | 0 |  | 0
|  |  |  | 0 |  | 0
|  |  |  | 0 |  | 0
|  |  |  | 0 |  | 0
|  |  |  | 0 |  | 0
|  |  |  | 0 |  | 0
|  |  |  | 0 |  | 0
|  |  |  | 0 |  | 0
|  |  |  | 0 |  | 0
|  |  |  | 0 |  | 0
|  |  |  | 0 |  | 0
|  |  |  | 0 |  | 0
|  |  |  | 0 |  | 0
|  |  |  | 0 |  | 0
|  |  |  | 0 |  | 0
|  |  |  | 0 |  | 0
|  |  |  | 0 |  | 0
|  |  |  | 0 |  | 0
|  |  |  | 0 |  | 0
|  |  |  | 0 |  | 0
|  |  |  | 0 |  | 0
|  |  |  | 0 |  | 0
|  |  |  | 0 |  | 0
|  |  |  | 0 |  | 0
|  |  |  | 0 |  | 0
|  |  |  | 0 |  | 0
|  |  |  | 0 |  | 0
|  |  |  | 0 |  | 0
|  |  |  | 0 |  | 0
|  |  |  | 0 |  | 0
|  |  |  | 0 |  | 0
|  |  |  | 0 |  | 0
|  |  |  | 0 |  | 0
|  |  |  | 0 |  | 0
|  |  |  | 0 |  | 0
|  |  |  | 0 |  | 0
|  |  |  | 0 |  | 0
|  |  |  | 0 |  | 0
|  |  |  | 0 |  | 0
|  |  |  | 0 |  | 0
|  |  |  | 0 |  | 0
|  |  |  | 0 |  | 0
|  |  |  | 0 |  | 0
|  |  |  | 0 |  | 0
|  |  |  | 0 |  | 0
|  |  |  | 0 |  | 0
|  |  |  | 0 |  | 0
|  |  |  | 0 |  | 0
|  |  |  | 0 |  | 0
|  |  |  | 0 |  | 0
|  |  |  | 0 |  | 0
|  |  |  | 0 |  | 0
|  |  |  | 0 |  | 0
|  |  |  | 0 |  | 0
|  |  |  | 0 |  | 0
|  |  |  | 0 |  | 0
|  |  |  | 0 |  | 0
|  |  |  | 0 |  | 0
|  |  |  | 0 |  | 0
|  |  |  | 0 |  | 0
|  |  |  | 0 |  | 0
|  |  |  | 0 |  | 0
|  |  |  | 0 |  | 0
|  |  |  | 0 |  | 0
|  |  |  | 0 |  | 0
|  |  |  | 0 |  | 0
|  |  |  | 0 |  | 0
|  |  |  | 0 |  | 0
|  |  |  | 0 |  | 0
|  |  |  | 0 |  | 0
|  |  |  | 0 |  | 0
|  |  |  | 0 |  | 0
|  |  |  | 0 |  | 0
|  |  |  | 0 |  | 0
|  |  |  | 0 |  | 0
|  |  |  | 0 |  | 0
|  |  |  | 0 |  | 0
|  |  |  | 0 |  | 0
|  |  |  | 0 |  | 0
|  |  |  | 0 |  | 0
|  |  |  | 0 |  | 0
|  |  |  | 0 |  | 0
|  |  |  | 0 |  | 0
|  |  |  | 0 |  | 0
|  |  |  | 0 |  | 0
|  |  |  | 0 |  | 0
|  |  |  | 0 |  | 0
|  |  |  | 0 |  | 0
|  |  |  | 0 |  | 0
|  |  |  | 0 |  | 0
|  |  |  | 0 |  | 0
|  |  |  | 0 |  | 0
|  |  |  | 0 |  | 0
|  |  |  | 0 |  | 0
|  |  |  | 0 |  | 0
|  |  |  | 0 |  | 0
|  |  |  | 0 |  | 0
|  |  |  | 0 |  | 0
|  |  |  | 0 |  | 0
|  |  |  | 0 |  | 0
|  |  |  | 0 |  | 0
|  |  |  | 0 |  | 0
|  |  |  | 0 |  | 0
|  |  |  | 0 |  | 0
|  |  |  | 0 |  | 0
|  |  |  | 0 |  | 0
|  |  |  | 0 |  | 0
|  |  |  | 0 |  | 0
|  |  |  | 0 |  | 0
|  |  |  | 0 |  | 0
|  |  |  | 0 |  | 0
|  |  |  | 0 |  | 0
|  |  |  | 0 |  | 0
|  |  |  | 0 |  | 0
|  |  |  | 0 |  | 0
|  |  |  | 0 |  | 0
|  |  |  | 0 |  | 0
|  |  |  | 0 |  | 0
|  |  |  | 0 |  | 0
|  |  |  | 0 |  | 0
|  |  |  | 0 |  | 0
|  |  |  | 0 |  | 0
|  |  |  | 0 |  | 0
|  |  |  | 0 |  | 0
|  |  |  | 0 |  | 0
|  |  |  | 0 |  | 0
|  |  |  | 0 |  | 0
|  |  |  | 0 |  | 0
|  |  |  | 0 |  | 0
|  |  |  | 0 |  | 0
|  |  |  | 0 |  | 0
|  |  |  | 0 |  | 0
|  |  |  | 0 |  | 0
|  |  |  | 0 |  | 0
|  |  |  | 0 |  | 0
|  |  |  | 0 |  | 0
|  |  |  | 0 |  | 0
|  |  |  | 0 |  | 0
|  |  |  | 0 |  | 0
|  |  |  | 0 |  | 0
|  |  |  | 0 |  | 0
|  |  |  | 0 |  | 0
|  |  |  | 0 |  | 0
|  |  |  | 0 |  | 0
|  |  |  | 0 |  | 0
|  |  |  | 0 |  | 0
|  |  |  | 0 |  | 0
|  |  |  | 0 |  | 0
|  |  |  | 0 |  | 0
|  |  |  | 0 |  | 0
|  |  |  | 0 |  | 0
|  |  |  | 0 |  | 0
|  |  |  | 0 |  | 0
|  |  |  | 0 |  | 0
|  |  |  | 0 |  | 0
|  |  |  | 0 |  | 0
|  |  |  | 0 |  | 0
|  |  |  | 0 |  | 0
|  |  |  | 0 |  | 0
|  |  |  | 0 |  | 0
|  |  |  | 0 |  | 0
|  |  |  | 0 |  | 0
|  |  |  | 0 |  | 0
|  |  |  | 0 |  | 0
|  |  |  | 0 |  | 0
|  |  |  | 0 |  | 0
|  |  |  | 0 |  | 0
|  |  |  | 0 |  | 0
|  |  |  | 0 |  | 0
|  |  |  | 0 |  | 0
|  |  |  | 0 |  | 0
|  |  |  | 0 |  | 0
|  |  |  | 0 |  | 0
|  |  |  | 0 |  | 0
|  |  |  | 0 |  | 0
|  |  |  | 0 |  | 0
|  |  |  | 0 |  | 0
|  |  |  | 0 |  | 0
|  |  |  | 0 |  | 0
|  |  |  | 0 |  | 0
|  |  |  | 0 |  | 0
|  |  |  | 0 |  | 0
|  |  |  | 0 |  | 0
|  |  |  | 0 |  | 0
|  |  |  | 0 |  | 0
|  |  |  | 0 |  | 0
|  |  |  | 0 |  | 0
|  |  |  | 0 |  | 0
|  |  |  | 0 |  | 0
|  |  |  | 0 |  | 0
|  |  |  | 0 |  | 0
|  |  |  | 0 |  | 0
|  |  |  | 0 |  | 0
|  |  |  | 0 |  | 0
|  |  |  | 0 |  | 0
|  |  |  | 0 |  | 0
|  |  |  | 0 |  | 0
|  |  |  | 0 |  | 0
|  |  |  | 0 |  | 0
|  |  |  | 0 |  | 0
|  |  |  | 0 |  | 0
|  |  |  | 0 |  | 0
|  |  |  | 0 |  | 0
|  |  |  | 0 |  | 0
|  |  |  | 0 |  | 0
|  |  |  | 0 |  | 0
|  |  |  | 0 |  | 0
|  |  |  | 0 |  | 0
|  |  |  | 0 |  | 0
|  |  |  | 0 |  | 0
|  |  |  | 0 |  | 0
|  |  |  | 0 |  | 0
|  |  |  | 0 |  | 0
|  |  |  | 0 |  | 0
|  |  |  | 0 |  | 0
|  |  |  | 0 |  | 0
|  |  |  | 0 |  | 0
|  |  |  | 0 |  | 0
|  |  |  | 0 |  | 0
|  |  |  | 0 |  | 0
|  |  |  | 0 |  | 0
|  |  |  | 0 |  | 0
|  |  |  | 0 |  | 0
|  |  |  | 0 |  | 0
|  |  |  | 0 |  | 0
|  |  |  | 0 |  | 0
|  |  |  | 0 |  | 0
|  |  |  | 0 |  | 0
|  |  |  | 0 |  | 0
|  |  |  | 0 |  | 0
|  |  |  | 0 |  | 0
|  |  |  | 0 |  | 0
|  |  |  | 0 |  | 0
|  |  |  | 0 |  | 0
|  |  |  | 0 |  | 0
|  |  |  | 0 |  | 0
|  |  |  | 0 |  | 0
|  |  |  | 0 |  | 0
|  |  |  | 0 |  | 0
|  |  |  | 0 |  | 0
|  |  |  | 0 |  | 0
|  |  |  | 0 |  | 0
|  |  |  | 0 |  | 0
|  |  |  | 0 |  | 0
|  |  |  | 0 |  | 0
|  |  |  | 0 |  | 0
|  |  |  | 0 |  | 0
|  |  |  | 0 |  | 0
|  |  |  | 0 |  | 0
|  |  |  | 0 |  | 0
|  |  |  | 0 |  | 0
|  |  |  | 0 |  | 0
|  |  |  | 0 |  | 0
|  |  |  | 0 |  | 0
|  |  |  | 0 |  | 0
|  |  |  | 0 |  | 0
|  |  |  | 0 |  | 0
|  |  |  | 0 |  | 0
|  |  |  | 0 |  | 0
|  |  |  | 0 |  | 0
|  |  |  | 0 |  | 0
|  |  |  | 0 |  | 0
|  |  |  | 0 |  | 0
|  |  |  | 0 |  | 0
|  |  |  | 0 |  | 0
|  |  |  | 0 |  | 0
|  |  |  | 0 |  | 0
|  |  |  | 0 |  | 0
|  |  |  | 0 |  | 0
|  |  |  | 0 |  | 0
|  |  |  | 0 |  | 0
|  |  |  | 0 |  | 0
|  |  |  | 0 |  | 0
|  |  |  | 0 |  | 0
|  |  |  | 0 |  | 0
|  |  |  | 0 |  | 0
|  |  |  | 0 |  | 0
|  |  |  | 0 |  | 0
|  |  |  | 0 |  | 0
|  |  |  | 0 |  | 0
|  |  |  | 0 |  | 0
|  |  |  | 0 |  | 0
|  |  |  | 0 |  | 0
|  |  |  | 0 |  | 0
|  |  |  | 0 |  | 0
|  |  |  | 0 |  | 0
|  |  |  | 0 |  | 0
|  |  |  | 0 |  | 0
|  |  |  | 0 |  | 0
|  |  |  | 0 |  | 0
|  |  |  | 0 |  | 0
|  |  |  | 0 |  | 0
|  |  |  | 0 |  | 0
|  |  |  | 0 |  | 0
|  |  |  | 0 |  | 0
|  |  |  | 0 |  | 0
|  |  |  | 0 |  | 0
|  |  |  | 0 |  | 0
|  |  |  | 0 |  | 0
|  |  |  | 0 |  | 0
|  |  |  | 0 |  | 0
|  |  |  | 0 |  | 0
|  |  |  | 0 |  | 0
|  |  |  | 0 |  | 0
|  |  |  | 0 |  | 0
|  |  |  | 0 |  | 0
|  |  |  | 0 |  | 0
|  |  |  | 0 |  | 0
|  |  |  | 0 |  | 0
|  |  |  | 0 |  | 0
|  |  |  | 0 |  | 0
|  |  |  | 0 |  | 0
|  |  |  | 0 |  | 0
|  |  |  | 0 |  | 0
|  |  |  | 0 |  | 0
|  |  |  | 0 |  | 0
|  |  |  | 0 |  | 0
|  |  |  | 0 |  | 0
|  |  |  | 0 |  | 0
|  |  |  | 0 |  | 0
|  |  |  | 0 |  | 0
|  |  |  | 0 |  | 0
|  |  |  | 0 |  | 0
|  |  |  | 0 |  | 0
|  |  |  | 0 |  | 0
|  |  |  | 0 |  | 0
|  |  |  | 0 |  | 0
|  |  |  | 0 |  | 0
|  |  |  | 0 |  | 0
|  |  |  | 0 |  | 0
|  |  |  | 0 |  | 0
|  |  |  | 0 |  | 0
|  |  |  | 0 |  | 0
|  |  |  | 0 |  | 0
|  |  |  | 0 |  | 0
|  |  |  | 0 |  | 0
|  |  |  | 0 |  | 0
|  |  |  | 0 |  | 0
|  |  |  | 0 |  | 0
|  |  |  | 0 |  | 0
|  |  |  | 0 |  | 0
|  |  |  | 0 |  | 0
|  |  |  | 0 |  | 0
|  |  |  | 0 |  | 0
|  |  |  | 0 |  | 0
|  |  |  | 0 |  | 0
|  |  |  | 0 |  | 0
|  |  |  | 0 |  | 0
|  |  |  | 0 |  | 0
|  |  |  | 0 |  | 0
|  |  |  | 0 |  | 0
|  |  |  | 0 |  | 0
|  |  |  | 0 |  | 0
|  |  |  | 0 |  | 0
|  |  |  | 0 |  | 0
|  |  |  | 0 |  | 0
|  |  |  | 0 |  | 0
|  |  |  | 0 |  | 0
|  |  |  | 0 |  | 0
|  |  |  | 0 |  | 0
|  |  |  | 0 |  | 0
|  |  |  | 0 |  | 0
|  |  |  | 0 |  | 0
|  |  |  | 0 |  | 0
|  |  |  | 0 |  | 0
|  |  |  | 0 |  | 0
|  |  |  | 0 |  | 0
|  |  |  | 0 |  | 0
|  |  |  | 0 |  | 0
|  |  |  | 0 |  | 0
|  |  |  | 0 |  | 0
|  |  |  | 0 |  | 0
|  |  |  | 0 |  | 0
|  |  |  | 0 |  | 0
|  |  |  | 0 |  | 0
|  |  |  | 0 |  | 0
|  |  |  | 0 |  | 0
|  |  |  | 0 |  | 0
|  |  |  | 0 |  | 0
|  |  |  | 0 |  | 0
|  |  |  | 0 |  | 0
|  |  |  | 0 |  | 0
|  |  |  | 0 |  | 0
|  |  |  | 0 |  | 0
|  |  |  | 0 |  | 0
|  |  |  | 0 |  | 0
|  |  |  | 0 |  | 0
|  |  |  | 0 |  | 0
|  |  |  | 0 |  | 0
|  |  |  | 0 |  | 0
|  |  |  | 0 |  | 0
|  |  |  | 0 |  | 0
|  |  |  | 0 |  | 0
|  |  |  | 0 |  | 0
|  |  |  | 0 |  | 0
|  |  |  | 0 |  | 0
|  |  |  | 0 |  | 0
|  |  |  | 0 |  | 0
|  |  |  | 0 |  | 0
|  |  |  | 0 |  | 0
|  |  |  | 0 |  | 0
|  |  |  | 0 |  | 0
|  |  |  | 0 |  | 0
|  |  |  | 0 |  | 0
|  |  |  | 0 |  | 0
|  |  |  | 0 |  | 0
|  |  |  | 0 |  | 0
|  |  |  | 0 |  | 0
|  |  |  | 0 |  | 0
|  |  |  | 0 |  | 0
|  |  |  | 0 |  | 0
|  |  |  | 0 |  | 0
|  |  |  | 0 |  | 0
|  |  |  | 0 |  | 0
|  |  |  | 0 |  | 0
|  |  |  | 0 |  | 0
|  |  |  | 0 |  | 0
|  |  |  | 0 |  | 0
|  |  |  | 0 |  | 0
|  |  |  | 0 |  | 0
|  |  |  | 0 |  | 0
|  |  |  | 0 |  | 0
|  |  |  | 0 |  | 0
|  |  |  | 0 |  | 0
|  |  |  | 0 |  | 0
|  |  |  | 0 |  | 0
|  |  |  | 0 |  | 0
|  |  |  | 0 |  | 0
|  |  |  | 0 |  | 0
|  |  |  | 0 |  | 0
|  |  |  | 0 |  | 0
|  |  |  | 0 |  | 0
|  |  |  | 0 |  | 0
|  |  |  | 0 |  | 0
|  |  |  | 0 |  | 0
|  |  |  | 0 |  | 0
|  |  |  | 0 |  | 0
|  |  |  | 0 |  | 0
|  |  |  | 0 |  | 0
|  |  |  | 0 |  | 0
|  |  |  | 0 |  | 0
|  |  |  | 0 |  | 0
|  |  |  | 0 |  | 0
|  |  |  | 0 |  | 0
|  |  |  | 0 |  | 0
|  |  |  | 0 |  | 0
|  |  |  | 0 |  | 0
|  |  |  | 0 |  | 0
|  |  |  | 0 |  | 0
|  |  |  | 0 |  | 0
|  |  |  | 0 |  | 0
|  |  |  | 0 |  | 0
|  |  |  | 0 |  | 0
|  |  |  | 0 |  | 0
|  |  |  | 0 |  | 0
|  |  |  | 0 |  | 0
|  |  |  | 0 |  | 0
|  |  |  | 0 |  | 0
|  |  |  | 0 |  | 0
|  |  |  | 0 |  | 0
|  |  |  | 0 |  | 0
|  |  |  | 0 |  | 0
|  |  |  | 0 |  | 0
|  |  |  | 0 |  | 0
|  |  |  | 0 |  | 0
|  |  |  | 0 |  | 0
|  |  |  | 0 |  | 0
|  |  |  | 0 |  | 0
|  |  |  | 0 |  | 0
|  |  |  | 0 |  | 0
|  |  |  | 0 |  | 0
|  |  |  | 0 |  | 0
|  |  |  | 0 |  | 0
|  |  |  | 0 |  | 0
|  |  |  | 0 |  | 0
|  |  |  | 0 |  | 0
|  |  |  | 0 |  | 0
|  |  |  | 0 |  | 0
|  |  |  | 0 |  | 0
|  |  |  | 0 |  | 0
|  |  |  | 0 |  | 0
|  |  |  | 0 |  | 0
|  |  |  | 0 |  | 0
|  |  |  | 0 |  | 0
|  |  |  | 0 |  | 0
|  |  |  | 0 |  | 0
|  |  |  | 0 |  | 0
|  |  |  | 0 |  | 0
|  |  |  | 0 |  | 0
|  |  |  | 0 |  | 0
|  |  |  | 0 |  | 0
|  |  |  | 0 |  | 0
|  |  |  | 0 |  | 0
|  |  |  | 0 |  | 0
|  |  |  | 0 |  | 0
|  |  |  | 0 |  | 0
|  |  |  | 0 |  | 0
|  |  |  | 0 |  | 0
|  |  |  | 0 |  | 0
|  |  |  | 0 |  | 0
|  |  |  | 0 |  | 0
|  |  |  | 0 |  | 0
|  |  |  | 0 |  | 0
|  |  |  | 0 |  | 0
|  |  |  | 0 |  | 0
|  |  |  | 0 |  | 0
|  |  |  | 0 |  | 0
|  |  |  | 0 |  | 0
|  |  |  | 0 |  | 0
|  |  |  | 0 |  | 0
|  |  |  | 0 |  | 0
|  |  |  | 0 |  | 0
|  |  |  | 0 |  | 0
|  |  |  | 0 |  | 0
|  |  |  | 0 |  | 0
|  |  |  | 0 |  | 0
|  |  |  | 0 |  | 0
|  |  |  | 0 |  | 0
|  |  |  | 0 |  | 0
|  |  |  | 0 |  | 0
|  |  |  | 0 |  | 0
|  |  |  | 0 |  | 0
|  |  |  | 0 |  | 0
|  |  |  | 0 |  | 0
|  |  |  | 0 |  | 0
|  |  |  | 0 |  | 0
|  |  |  | 0 |  | 0
|  |  |  | 0 |  | 0
|  |  |  | 0 |  | 0
|  |  |  | 0 |  | 0
|  |  |  | 0 |  | 0
|  |  |  | 0 |  | 0
|  |  |  | 0 |  | 0
|  |  |  | 0 |  | 0
|  |  |  | 0 |  | 0
|  |  |  | 0 |  | 0
|  |  |  | 0 |  | 0
|  |  |  | 0 |  | 0
|  |  |  | 0 |  | 0
|  |  |  | 0 |  | 0
|  |  |  | 0 |  | 0
|  |  |  | 0 |  | 0
|  |  |  | 0 |  | 0
|  |  |  | 0 |  | 0
|  |  |  | 0 |  | 0
|  |  |  | 0 |  | 0
|  |  |  | 0 |  | 0
|  |  |  | 0 |  | 0
|  |  |  | 0 |  | 0
|  |  |  | 0 |  | 0
|  |  |  | 0 |  | 0
|  |  |  | 0 |  | 0
|  |  |  | 0 |  | 0
|  |  |  | 0 |  | 0
|  |  |  | 0 |  | 0
|  |  |  | 0 |  | 0
|  |  |  | 0 |  | 0
|  |  |  | 0 |  | 0
|  |  |  | 0 |  | 0
|  |  |  | 0 |  | 0
|  |  |  | 0 |  | 0
|  |  |  | 0 |  | 0
|  |  |  | 0 |  | 0
|  |  |  | 0 |  | 0
|  |  |  | 0 |  | 0
|  |  |  | 0 |  | 0
|  |  |  | 0 |  | 0
|  |  |  | 0 |  | 0
|  |  |  | 0 |  | 0
|  |  |  | 0 |  | 0
|  |  |  | 0 |  | 0
|  |  |  | 0 |  | 0
|  |  |  | 0 |  | 0
|  |  |  | 0 |  | 0
|  |  |  | 0 |  | 0
|  |  |  | 0 |  | 0
|  |  |  | 0 |  | 0
|  |  |  | 0 |  | 0
|  |  |  | 0 |  | 0
|  |  |  | 0 |  | 0
|  |  |  | 0 |  | 0
|  |  |  | 0 |  | 0
|  |  |  | 0 |  | 0
|  |  |  | 0 |  | 0
|  |  |  | 0 |  | 0
|  |  |  | 0 |  | 0
|  |  |  | 0 |  | 0
|  |  |  | 0 |  | 0
|  |  |  | 0 |  | 0
|  |  |  | 0 |  | 0
|  |  |  | 0 |  | 0
|  |  |  | 0 |  | 0
|  |  |  | 0 |  | 0
|  |  |  | 0 |  | 0
|  |  |  | 0 |  | 0
|  |  |  | 0 |  | 0
|  |  |  | 0 |  | 0
|  |  |  | 0 |  | 0
|  |  |  | 0 |  | 0
|  |  |  | 0 |  | 0
|  |  |  | 0 |  | 0
|  |  |  | 0 |  | 0
|  |  |  | 0 |  | 0
|  |  |  | 0 |  | 0
|  |  |  | 0 |  | 0
|  |  |  | 0 |  | 0
|  |  |  | 0 |  | 0
|  |  |  | 0 |  | 0
|  |  |  | 0 |  | 0
|  |  |  | 0 |  | 0
|  |  |  | 0 |  | 0
|  |  |  | 0 |  | 0
|  |  |  | 0 |  | 0
|  |  |  | 0 |  | 0
|  |  |  | 0 |  | 0
|  |  |  | 0 |  | 0
|  |  |  | 0 |  | 0
|  |  |  | 0 |  | 0
|  |  |  | 0 |  | 0
|  |  |  | 0 |  | 0
|  |  |  | 0 |  | 0
|  |  |  | 0 |  | 0
|  |  |  | 0 |  | 0
|  |  |  | 0 |  | 0
|  |  |  | 0 |  | 0
|  |  |  | 0 |  | 0
|  |  |  | 0 |  | 0
|  |  |  | 0 |  | 0
|  |  |  | 0 |  | 0
|  |  |  | 0 |  | 0
|  |  |  | 0 |  | 0
|  |  |  | 0 |  | 0
|  |  |  | 0 |  | 0
|  |  |  | 0 |  | 0
|  |  |  | 0 |  | 0
|  |  |  | 0 |  | 0
|  |  |  | 0 |  | 0
|  |  |  | 0 |  | 0
|  |  |  | 0 |  | 0
|  |  |  | 0 |  | 0
|  |  |  | 0 |  | 0
|  |  |  | 0 |  | 0
|  |  |  | 0 |  | 0
|  |  |  | 0 |  | 0
|  |  |  | 0 |  | 0
|  |  |  | 0 |  | 0
|  |  |  | 0 |  | 0
|  |  |  | 0 |  | 0
|  |  |  | 0 |  | 0
|  |  |  | 0 |  | 0
|  |  |  | 0 |  | 0
|  |  |  | 0 |  | 0
|  |  |  | 0 |  | 0
|  |  |  | 0 |  | 0
|  |  |  | 0 |  | 0
|  |  |  | 0 |  | 0
|  |  |  | 0 |  | 0
|  |  |  | 0 |  | 0
|  |  |  | 0 |  | 0
|  |  |  | 0 |  | 0
|  |  |  | 0 |  | 0
|  |  |  | 0 |  | 0
|  |  |  | 0 |  | 0
|  |  |  | 0 |  | 0
|  |  |  | 0 |  | 0
|  |  |  | 0 |  | 0
|  |  |  | 0 |  | 0
|  |  |  | 0 |  | 0
|  |  |  | 0 |  | 0
|  |  |  | 0 |  | 0
|  |  |  | 0 |  | 0
|  |  |  | 0 |  | 0
|  |  |  | 0 |  | 0
|  |  |  | 0 |  | 0
|  |  |  | 0 |  | 0
|  |  |  | 0 |  | 0
|  |  |  | 0 |  | 0
|  |  |  | 0 |  | 0
|  |  |  | 0 |  | 0
|  |  |  | 0 |  | 0
|  |  |  | 0 |  | 0
|  |  |  | 0 |  | 0
|  |  |  | 0 |  | 0
|  |  |  | 0 |  | 0
|  |  |  | 0 |  | 0
|  |  |  | 0 |  | 0
|  |  |  | 0 |  | 0
|  |  |  | 0 |  | 0
|  |  |  | 0 |  | 0
|  |  |  | 0 |  | 0
|  |  |  | 0 |  | 0
|  |  |  | 0 |  | 0
|  |  |  | 0 |  | 0
|  |  |  | 0 |  | 0
|  |  |  | 0 |  | 0
|  |  |  | 0 |  | 0
|  |  |  | 0 |  | 0
|  |  |  | 0 |  | 0
|  |  |  | 0 |  | 0
|  |  |  | 0 |  | 0
|  |  |  | 0 |  | 0
|  |  |  | 0 |  | 0
|  |  |  | 0 |  | 0
|  |  |  | 0 |  | 0
|  |  |  | 0 |  | 0
|  |  |  | 0 |  | 0
|  |  |  | 0 |  | 0
|  |  |  | 0 |  | 0
|  |  |  | 0 |  | 0
|  |  |  | 0 |  | 0
|  |  |  | 0 |  | 0
|  |  |  | 0 |  | 0
|  |  |  | 0 |  | 0
|  |  |  | 0 |  | 0
|  |  |  | 0 |  | 0
|  |  |  | 0 |  | 0
|  |  |  | 0 |  | 0
|  |  |  | 0 |  | 0
|  |  |  | 0 |  | 0
|  |  |  | 0 |  | 0
|  |  |  | 0 |  | 0
|  |  |  | 0 |  | 0
|  |  |  | 0 |  | 0
|  |  |  | 0 |  | 0
|  |  |  | 0 |  | 0
|  |  |  | 0 |  | 0
|  |  |  | 0 |  | 0
|  |  |  | 0 |  | 0
|  |  |  | 0 |  | 0
|  |  |  | 0 |  | 0
|  |  |  | 0 |  | 0
|  |  |  | 0 |  | 0
|  |  |  | 0 |  | 0
|  |  |  | 0 |  | 0
|  |  |  | 0 |  | 0
|  |  |  | 0 |  | 0
|  |  |  | 0 |  | 0
|  |  |  | 0 |  | 0
|  |  |  | 0 |  | 0
|  |  |  | 0 |  | 0
|  |  |  | 0 |  | 0
|  |  |  | 0 |  | 0
|  |  |  | 0 |  | 0
|  |  |  | 0 |  | 0
|  |  |  | 0 |  | 0
|  |  |  | 0 |  | 0
|  |  |  | 0 |  | 0
|  |  |  | 0 |  | 0
|  |  |  | 0 |  | 0
|  |  |  | 0 |  | 0
|  |  |  | 0 |  | 0
|  |  |  | 0 |  | 0
|  |  |  | 0 |  | 0
|  |  |  | 0 |  | 0
|  |  |  | 0 |  | 0
|  |  |  | 0 |  | 0
|  |  |  | 0 |  | 0
|  |  |  | 0 |  | 0
|  |  |  | 0 |  | 0
|  |  |  | 0 |  | 0
|  |  |  | 0 |  | 0
|  |  |  | 0 |  | 0
|  |  |  | 0 |  | 0
|  |  |  | 0 |  | 0
|  |  |  | 0 |  | 0
|  |  |  | 0 |  | 0
|  |  |  | 0 |  | 0
|  |  |  | 0 |  | 0
|  |  |  | 0 |  | 0
|  |  |  | 0 |  | 0
|  |  |  | 0 |  | 0
|  |  |  | 0 |  | 0
|  |  |  | 0 |  | 0
|  |  |  | 0 |  | 0
|  |  |  | 0 |  | 0
|  |  |  | 0 |  | 0
|  |  |  | 0 |  | 0
|  |  |  | 0 |  | 0
|  |  |  | 0 |  | 0
|  |  |  | 0 |  | 0
|  |  |  | 0 |  | 0
|  |  |  | 0 |  | 0
|  |  |  | 0 |  | 0
|  |  |  | 0 |  | 0
|  |  |  | 0 |  | 0
|  |  |  | 0 |  | 0
|  |  |  | 0 |  | 0
|  |  |  | 0 |  | 0
|  |  |  | 0 |  | 0
|  |  |  | 0 |  | 0
|  |  |  | 0 |  | 0
|  |  |  | 0 |  | 0
|  |  |  | 0 |  | 0
|  |  |  | 0 |  | 0
|  |  |  | 0 |  | 0
|  |  |  | 0 |  | 0
|  |  |  | 0 |  | 0
|  |  |  | 0 |  | 0
|  |  |  | 0 |  | 0
|  |  |  | 0 |  | 0
|  |  |  | 0 |  | 0
|  |  |  | 0 |  | 0
|  |  |  | 0 |  | 0
|  |  |  | 0 |  | 0
|  |  |  | 0 |  | 0
|  |  |  | 0 |  | 0
|  |  |  | 0 |  | 0
|  |  |  | 0 |  | 0
|  |  |  | 0 |  | 0
|  |  |  | 0 |  | 0
|  |  |  | 0 |  | 0
|  |  |  | 0 |  | 0
|  |  |  | 0 |  | 0
|  |  |  | 0 |  | 0
|  |  |  | 0 |  | 0
|  |  |  | 0 |  | 0
|  |  |  | 0 |  | 0
|  |  |  | 0 |  | 0
|  |  |  | 0 |  | 0
|  |  |  | 0 |  | 0
|  |  |  | 0 |  | 0
|  |  |  | 0 |  | 0
|  |  |  | 0 |  | 0
|  |  |  | 0 |  | 0
|  |  |  | 0 |  | 0
|  |  |  | 0 |  | 0
|  |  |  | 0 |  | 0
|  |  |  | 0 |  | 0
|  |  |  | 0 |  | 0
|  |  |  | 0 |  | 0
|  |  |  | 0 |  | 0
|  |  |  | 0 |  | 0
|  |  |  | 0 |  | 0
|  |  |  | 0 |  | 0
|  |  |  | 0 |  | 0
|  |  |  | 0 |  | 0
|  |  |  | 0 |  | 0
|  |  |  | 0 |  | 0
|  |  |  | 0 |  | 0
|  |  |  | 0 |  | 0
|  |  |  | 0 |  | 0
|  |  |  | 0 |  | 0
|  |  |  | 0 |  | 0
|  |  |  | 0 |  | 0
|  |  |  | 0 |  | 0
|  |  |  | 0 |  | 0
|  |  |  | 0 |  | 0
|  |  |  | 0 |  | 0
|  |  |  | 0 |  | 0
|  |  |  | 0 |  | 0
|  |  |  | 0 |  | 0
|  |  |  | 0 |  | 0
|  |  |  | 0 |  | 0
|  |  |  | 0 |  | 0
|  |  |  | 0 |  | 0
|  |  |  | 0 |  | 0
|  |  |  | 0 |  | 0
|  |  |  | 0 |  | 0
|  |  |  | 0 |  | 0
|  |  |  | 0 |  | 0
|  |  |  | 0 |  | 0
|  |  |  | 0 |  | 0
|  |  |  | 0 |  | 0
|  |  |  | 0 |  | 0
|  |  |  | 0 |  | 0
|  |  |  | 0 |  | 0
|  |  |  | 0 |  | 0
|  |  |  | 0 |  | 0
|  |  |  | 0 |  | 0
|  |  |  | 0 |  | 0
|  |  |  | 0 |  | 0
|  |  |  | 0 |  | 0
|  |  |  | 0 |  | 0
|  |  |  | 0 |  | 0
|  |  |  | 0 |  | 0
|  |  |  | 0 |  | 0
|  |  |  | 0 |  | 0
|  |  |  | 0 |  | 0
|  |  |  | 0 |  | 0
|  |  |  | 0 |  | 0
|  |  |  | 0 |  | 0
|  |  |  | 0 |  | 0
|  |  |  | 0 |  | 0
|  |  |  | 0 |  | 0
|  |  |  | 0 |  | 0
|  |  |  | 0 |  | 0
|  |  |  | 0 |  | 0
|  |  |  | 0 |  | 0
|  |  |  | 0 |  | 0
|  |  |  | 0 |  | 0
|  |  |  | 0 |  | 0
|  |  |  | 0 |  | 0
|  |  |  | 0 |  | 0
|  |  |  | 0 |  | 0
|  |  |  | 0 |  | 0
|  |  |  | 0 |  | 0
|  |  |  | 0 |  | 0
|  |  |  | 0 |  | 0
|  |  |  | 0 |  | 0
|  |  |  | 0 |  | 0
|  |  |  | 0 |  | 0
|  |  |  | 0 |  | 0
|  |  |  | 0 |  | 0
|  |  |  | 0 |  | 0
|  |  |  | 0 |  | 0
|  |  |  | 0 |  | 0
|  |  |  | 0 |  | 0
|  |  |  | 0 |  | 0
|  |  |  | 0 |  | 0
|  |  |  | 0 |  | 0
|  |  |  | 0 |  | 0
|  |  |  | 0 |  | 0
|  |  |  | 0 |  | 0
|  |  |  | 0 |  | 0
|  |  |  | 0 |  | 0
|  |  |  | 0 |  | 0
|  |  |  | 0 |  | 0
|  |  |  | 0 |  | 0
|  |  |  | 0 |  | 0
|  |  |  | 0 |  | 0
|  |  |  | 0 |  | 0
|  |  |  | 0 |  | 0
|  |  |  | 0 |  | 0
|  |  |  | 0 |  | 0
|  |  |  | 0 |  | 0
|  |  |  | 0 |  | 0
|  |  |  | 0 |  | 0
|  |  |  | 0 |  | 0
|  |  |  | 0 |  | 0
|  |  |  | 0 |  | 0
|  |  |  | 0 |  | 0
|  |  |  | 0 |  | 0
|  |  |  | 0 |  | 0
|  |  |  | 0 |  | 0
|  |  |  | 0 |  | 0
|  |  |  | 0 |  | 0
|  |  |  | 0 |  | 0
|  |  |  | 0 |  | 0
|  |  |  | 0 |  | 0
|  |  |  | 0 |  | 0
|  |  |  | 0 |  | 0
|  |  |  | 0 |  | 0
|  |  |  | 0 |  | 0
|  |  |  | 0 |  | 0
|  |  |  | 0 |  | 0
|  |  |  | 0 |  | 0
|  |  |  | 0 |  | 0
|  |  |  | 0 |  | 0
|  |  |  | 0 |  | 0
|  |  |  | 0 |  | 0
|  |  |  | 0 |  | 0
|  |  |  | 0 |  | 0
|  |  |  | 0 |  | 0
|  |  |  | 0 |  | 0
|  |  |  | 0 |  | 0
|  |  |  | 0 |  | 0
|  |  |  | 0 |  | 0
|  |  |  | 0 |  | 0
|  |  |  | 0 |  | 0
|  |  |  | 0 |  | 0
|  |  |  | 0 |  | 0
|  |  |  | 0 |  | 0
|  |  |  | 0 |  | 0
|  |  |  | 0 |  | 0
|  |  |  | 0 |  | 0
|  |  |  | 0 |  | 0
|  |  |  | 0 |  | 0
|  |  |  | 0 |  | 0
|  |  |  | 0 |  | 0
|  |  |  | 0 |  | 0
|  |  |  | 0 |  | 0
|  |  |  | 0 |  | 0
|  |  |  | 0 |  | 0
|  |  |  | 0 |  | 0
|  |  |  | 0 |  | 0
|  |  |  | 0 |  | 0
|  |  |  | 0 |  | 0
|  |  |  | 0 |  | 0
|  |  |  | 0 |  | 0
|  |  |  | 0 |  | 0
|  |  |  | 0 |  | 0
|  |  |  | 0 |  | 0
|  |  |  | 0 |  | 0
|  |  |  | 0 |  | 0
|  |  |  | 0 |  | 0
|  |  |  | 0 |  | 0
|  |  |  | 0 |  | 0
|  |  |  | 0 |  | 0
|  |  |  | 0 |  | 0
|  |  |  | 0 |  | 0
|  |  |  | 0 |  | 0
|  |  |  | 0 |  | 0
|  |  |  | 0 |  | 0
|  |  |  | 0 |  | 0
|  |  |  | 0 |  | 0
|  |  |  | 0 |  | 0
|  |  |  | 0 |  | 0
|  |  |  | 0 |  | 0
|  |  |  | 0 |  | 0
|  |  |  | 0 |  | 0
|  |  |  | 0 |  | 0
|  |  |  | 0 |  | 0
|  |  |  | 0 |  | 0
|  |  |  | 0 |  | 0
|  |  |  | 0 |  | 0
|  |  |  | 0 |  | 0
|  |  |  | 0 |  | 0
|  |  |  | 0 |  | 0
|  |  |  | 0 |  | 0
|  |  |  | 0 |  | 0
|  |  |  | 0 |  | 0
|  |  |  | 0 |  | 0
|  |  |  | 0 |  | 0
|  |  |  | 0 |  | 0
|  |  |  | 0 |  | 0
|  |  |  | 0 |  | 0
|  |  |  | 0 |  | 0
|  |  |  | 0 |  | 0
|  |  |  | 0 |  | 0
|  |  |  | 0 |  | 0
|  |  |  | 0 |  | 0
|  |  |  | 0 |  | 0
|  |  |  | 0 |  | 0
|  |  |  | 0 |  | 0
|  |  |  | 0 |  | 0
|  |  |  | 0 |  | 0
|  |  |  | 0 |  | 0
|  |  |  | 0 |  | 0
|  |  |  | 0 |  | 0
|  |  |  | 0 |  | 0
|  |  |  | 0 |  | 0
|  |  |  | 0 |  | 0
|  |  |  | 0 |  | 0
|  |  |  | 0 |  | 0
|  |  |  | 0 |  | 0
|  |  |  | 0 |  | 0
|  |  |  | 0 |  | 0
|  |  |  | 0 |  | 0
|  |  |  | 0 |  | 0
|  |  |  | 0 |  | 0
|  |  |  | 0 |  | 0
|  |  |  | 0 |  | 0
|  |  |  | 0 |  | 0
|  |  |  | 0 |  | 0
|  |  |  | 0 |  | 0
|  |  |  | 0 |  | 0
|  |  |  | 0 |  | 0
|  |  |  | 0 |  | 0
|  |  |  | 0 |  | 0
|  |  |  | 0 |  | 0
|  |  |  | 0 |  | 0
|  |  |  | 0 |  | 0
|  |  |  | 0 |  | 0
|  |  |  | 0 |  | 0
|  |  |  | 0 |  | 0
|  |  |  | 0 |  | 0
|  |  |  | 0 |  | 0
|  |  |  | 0 |  | 0
|  |  |  | 0 |  | 0
|  |  |  | 0 |  | 0
|  |  |  | 0 |  | 0
|  |  |  | 0 |  | 0
|  |  |  | 0 |  | 0
|  |  |  | 0 |  | 0
|  |  |  | 0 |  | 0
|  |  |  | 0 |  | 0
|  |  |  | 0 |  | 0
|  |  |  | 0 |  | 0
|  |  |  | 0 |  | 0
|  |  |  | 0 |  | 0
|  |  |  | 0 |  | 0
|  |  |  | 0 |  | 0
|  |  |  | 0 |  | 0
|  |  |  | 0 |  | 0
|  |  |  | 0 |  | 0
|  |  |  | 0 |  | 0
|  |  |  | 0 |  | 0
|  |  |  | 0 |  | 0
|  |  |  | 0 |  | 0
|  |  |  | 0 |  | 0
|  |  |  | 0 |  | 0
|  |  |  | 0 |  | 0
|  |  |  | 0 |  | 0
|  |  |  | 0 |  | 0
|  |  |  | 0 |  | 0
|  |  |  | 0 |  | 0
|  |  |  | 0 |  | 0
|  |  |  | 0 |  | 0
|  |  |  | 0 |  | 0
|  |  |  | 0 |  | 0
|  |  |  | 0 |  | 0
|  |  |  | 0 |  | 0
|  |  |  | 0 |  | 0
|  |  |  | 0 |  | 0
|  |  |  | 0 |  | 0
|  |  |  | 0 |  | 0
|  |  |  | 0 |  | 0
|  |  |  | 0 |  | 0
|  |  |  | 0 |  | 0
|  |  |  | 0 |  | 0
|  |  |  | 0 |  | 0
|  |  |  | 0 |  | 0
|  |  |  | 0 |  | 0
|  |  |  | 0 |  | 0
|  |  |  | 0 |  | 0
|  |  |  | 0 |  | 0
|  |  |  | 0 |  | 0
|  |  |  | 0 |  | 0
|  |  |  | 0 |  | 0
|  |  |  | 0 |  | 0
|  |  |  | 0 |  | 0
|  |  |  | 0 |  | 0
|  |  |  | 0 |  | 0
|  |  |  | 0 |  | 0
|  |  |  | 0 |  | 0
|  |  |  | 0 |  | 0
|  |  |  | 0 |  | 0
|  |  |  | 0 |  | 0
|  |  |  | 0 |  | 0
|  |  |  | 0 |  | 0
|  |  |  | 0 |  | 0
|  |  |  | 0 |  | 0
|  |  |  | 0 |  | 0
|  |  |  | 0 |  | 0
|  |  |  | 0 |  | 0
|  |  |  | 0 |  | 0
|  |  |  | 0 |  | 0
|  |  |  | 0 |  | 0
|  |  |  | 0 |  | 0
|  |  |  | 0 |  | 0
|  |  |  | 0 |  | 0
|  |  |  | 0 |  | 0
|  |  |  | 0 |  | 0
|  |  |  | 0 |  | 0
|  |  |  | 0 |  | 0
|  |  |  | 0 |  | 0
|  |  |  | 0 |  | 0
|  |  |  | 0 |  | 0
|  |  |  | 0 |  | 0
|  |  |  | 0 |  | 0
|  |  |  | 0 |  | 0
|  |  |  | 0 |  | 0
|  |  |  | 0 |  | 0
|  |  |  | 0 |  | 0
|  |  |  | 0 |  | 0
|  |  |  | 0 |  | 0
|  |  |  | 0 |  | 0
|  |  |  | 0 |  | 0
|  |  |  | 0 |  | 0
|  |  |  | 0 |  | 0
|  |  |  | 0 |  | 0
|  |  |  | 0 |  | 0
|  |  |  | 0 |  | 0
|  |  |  | 0 |  | 0
|  |  |  | 0 |  | 0
|  |  |  | 0 |  | 0
|  |  |  | 0 |  | 0
|  |  |  | 0 |  | 0
|  |  |  | 0 |  | 0
|  |  |  | 0 |  | 0
|  |  |  | 0 |  | 0
|  |  |  | 0 |  | 0
|  |  |  | 0 |  | 0
|  |  |  | 0 |  | 0
|  |  |  | 0 |  | 0
|  |  |  | 0 |  | 0
|  |  |  | 0 |  | 0
|  |  |  | 0 |  | 0
|  |  |  | 0 |  | 0
|  |  |  | 0 |  | 0
|  |  |  | 0 |  | 0
|  |  |  | 0 |  | 0
|  |  |  | 0 |  | 0
|  |  |  | 0 |  | 0
|  |  |  | 0 |  | 0
|  |  |  | 0 |  | 0
|  |  |  | 0 |  | 0
|  |  |  | 0 |  | 0
|  |  |  | 0 |  | 0
|  |  |  | 0 |  | 0
|  |  |  | 0 |  | 0
|  |  |  | 0 |  | 0
|  |  |  | 0 |  | 0
|  |  |  | 0 |  | 0
|  |  |  | 0 |  | 0
|  |  |  | 0 |  | 0
|  |  |  | 0 |  | 0
|  |  |  | 0 |  | 0
|  |  |  | 0 |  | 0
|  |  |  | 0 |  | 0
|  |  |  | 0 |  | 0
|  |  |  | 0 |  | 0
|  |  |  | 0 |  | 0
|  |  |  | 0 |  | 0
|  |  |  | 0 |  | 0
|  |  |  | 0 |  | 0
|  |  |  | 0 |  | 0
|  |  |  | 0 |  | 0
|  |  |  | 0 |  | 0
|  |  |  | 0 |  | 0
|  |  |  | 0 |  | 0
|  |  |  | 0 |  | 0
|  |  |  | 0 |  | 0
|  |  |  | 0 |  | 0
|  |  |  | 0 |  | 0
|  |  |  | 0 |  | 0
|  |  |  | 0 |  | 0
|  |  |  | 0 |  | 0
|  |  |  | 0 |  | 0
|  |  |  | 0 |  | 0
|  |  |  | 0 |  | 0
|  |  |  | 0 |  | 0
|  |  |  | 0 |  | 0
|  |  |  | 0 |  | 0
|  |  |  | 0 |  | 0
|  |  |  | 0 |  | 0
|  |  |  | 0 |  | 0
|  |  |  | 0 |  | 0
|  |  |  | 0 |  | 0
|  |  |  | 0 |  | 0
|  |  |  | 0 |  | 0
|  |  |  | 0 |  | 0
|  |  |  | 0 |  | 0
|  |  |  | 0 |  | 0
|  |  |  | 0 |  | 0
|  |  |  | 0 |  | 0
|  |  |  | 0 |  | 0
|  |  |  | 0 |  | 0
|  |  |  | 0 |  | 0
|  |  |  | 0 |  | 0
|  |  |  | 0 |  | 0
|  |  |  | 0 |  | 0
|  |  |  | 0 |  | 0
|  |  |  | 0 |  | 0
|  |  |  | 0 |  | 0
|  |  |  | 0 |  | 0
|  |  |  | 0 |  | 0
|  |  |  | 0 |  | 0
|  |  |  | 0 |  | 0
|  |  |  | 0 |  | 0
|  |  |  | 0 |  | 0
|  |  |  | 0 |  | 0
|  |  |  | 0 |  | 0
|  |  |  | 0 |  | 0
|  |  |  | 0 |  | 0
|  |  |  | 0 |  | 0
|  |  |  | 0 |  | 0
|  |  |  | 0 |  | 0
|  |  |  | 0 |  | 0
|  |  |  | 0 |  | 0
|  |  |  | 0 |  | 0
|  |  |  | 0 |  | 0
|  |  |  | 0 |  | 0
|  |  |  | 0 |  | 0
|  |  |  | 0 |  | 0
|  |  |  | 0 |  | 0
|  |  |  | 0 |  | 0
|  |  |  | 0 |  | 0
|  |  |  | 0 |  | 0
|  |  |  | 0 |  | 0
|  |  |  | 0 |  | 0
|  |  |  | 0 |  | 0
|  |  |  | 0 |  | 0
|  |  |  | 0 |  | 0
|  |  |  | 0 |  | 0
|  |  |  | 0 |  | 0
|  |  |  | 0 |  | 0
|  |  |  | 0 |  | 0
|  |  |  | 0 |  | 0
|  |  |  | 0 |  | 0
|  |  |  | 0 |  | 0
|  |  |  | 0 |  | 0
|  |  |  | 0 |  | 0
|  |  |  | 0 |  | 0
|  |  |  | 0 |  | 0
|  |  |  | 0 |  | 0
|  |  |  | 0 |  | 0
|  |  |  | 0 |  | 0
|  |  |  | 0 |  | 0
|  |  |  | 0 |  | 0
|  |  |  | 0 |  | 0
|  |  |  | 0 |  | 0
|  |  |  | 0 |  | 0
|  |  |  | 0 |  | 0
|  |  |  | 0 |  | 0
|  |  |  | 0 |  | 0
|  |  |  | 0 |  | 0
|  |  |  | 0 |  | 0
|  |  |  | 0 |  | 0
|  |  |  | 0 |  | 0
|  |  |  | 0 |  | 0
|  |  |  | 0 |  | 0
|  |  |  | 0 |  | 0
|  |  |  | 0 |  | 0
|  |  |  | 0 |  | 0
|  |  |  | 0 |  | 0
|  |  |  | 0 |  | 0
|  |  |  | 0 |  | 0
|  |  |  | 0 |  | 0
|  |  |  | 0 |  | 0
|  |  |  | 0 |  | 0
|  |  |  | 0 |  | 0
|  |  |  | 0 |  | 0
|  |  |  | 0 |  | 0
|  |  |  | 0 |  | 0
|  |  |  | 0 |  | 0
|  |  |  | 0 |  | 0
|  |  |  | 0 |  | 0
|  |  |  | 0 |  | 0
|  |  |  | 0 |  | 0
|  |  |  | 0 |  | 0
|  |  |  | 0 |  | 0
|  |  |  | 0 |  | 0
|  |  |  | 0 |  | 0
|  |  |  | 0 |  | 0
|  |  |  | 0 |  | 0
|  |  |  | 0 |  | 0
|  |  |  | 0 |  | 0
|  |  |  | 0 |  | 0
|  |  |  | 0 |  | 0
|  |  |  | 0 |  | 0
|  |  |  | 0 |  | 0
|  |  |  | 0 |  | 0
|  |  |  | 0 |  | 0
|  |  |  | 0 |  | 0
|  |  |  | 0 |  | 0
|  |  |  | 0 |  | 0
|  |  |  | 0 |  | 0
|  |  |  | 0 |  | 0
|  |  |  | 0 |  | 0
|  |  |  | 0 |  | 0
|  |  |  | 0 |  | 0
|  |  |  | 0 |  | 0
|  |  |  | 0 |  | 0
|  |  |  | 0 |  | 0
|  |  |  | 0 |  | 0
|  |  |  | 0 |  | 0
|  |  |  | 0 |  | 0
|  |  |  | 0 |  | 0
|  |  |  | 0 |  | 0
|  |  |  | 0 |  | 0
|  |  |  | 0 |  | 0
|  |  |  | 0 |  | 0
|  |  |  | 0 |  | 0
|  |  |  | 0 |  | 0
|  |  |  | 0 |  | 0
|  |  |  | 0 |  | 0
|  |  |  | 0 |  | 0
|  |  |  | 0 |  | 0
|  |  |  | 0 |  | 0
|  |  |  | 0 |  | 0
|  |  |  | 0 |  | 0
|  |  |  | 0 |  | 0
|  |  |  | 0 |  | 0
|  |  |  | 0 |  | 0
|  |  |  | 0 |  | 0
|  |  |  | 0 |  | 0
|  |  |  | 0 |  | 0
|  |  |  | 0 |  | 0
|  |  |  | 0 |  | 0
|  |  |  | 0 |  | 0
|  |  |  | 0 |  | 0
|  |  |  | 0 |  | 0
|  |  |  | 0 |  | 0
|  |  |  | 0 |  | 0
|  |  |  | 0 |  | 0
|  |  |  | 0 |  | 0
|  |  |  | 0 |  | 0
|  |  |  | 0 |  | 0
|  |  |  | 0 |  | 0
|  |  |  | 0 |  | 0
|  |  |  | 0 |  | 0
|  |  |  | 0 |  | 0
|  |  |  | 0 |  | 0
|  |  |  | 0 |  | 0
|  |  |  | 0 |  | 0
|  |  |  | 0 |  | 0
|  |  |  | 0 |  | 0
|  |  |  | 0 |  | 0
|  |  |  | 0 |  | 0
|  |  |  | 0 |  | 0
|  |  |  | 0 |  | 0
|  |  |  | 0 |  | 0
|  |  |  | 0 |  | 0
|  |  |  | 0 |  | 0
|  |  |  | 0 |  | 0
|  |  |  | 0 |  | 0
|  |  |  | 0 |  | 0
|  |  |  | 0 |  | 0
|  |  |  | 0 |  | 0
|  |  |  | 0 |  | 0
|  |  |  | 0 |  | 0
|  |  |  | 0 |  | 0
|  |  |  | 0 |  | 0
|  |  |  | 0 |  | 0
|  |  |  | 0 |  | 0
|  |  |  | 0 |  | 0
|  |  |  | 0 |  | 0
|  |  |  | 0 |  | 0
|  |  |  | 0 |  | 0
|  |  |  | 0 |  | 0
|  |  |  | 0 |  | 0
|  |  |  | 0 |  | 0
|  |  |  | 0 |  | 0
|  |  |  | 0 |  | 0
|  |  |  | 0 |  | 0
|  |  |  | 0 |  | 0
|  |  |  | 0 |  | 0
|  |  |  | 0 |  | 0
|  |  |  | 0 |  | 0
|  |  |  | 0 |  | 0
|  |  |  | 0 |  | 0
|  |  |  | 0 |  | 0
|  |  |  | 0 |  | 0
|  |  |  | 0 |  | 0
|  |  |  | 0 |  | 0
|  |  |  | 0 |  | 0
|  |  |  | 0 |  | 0
|  |  |  | 0 |  | 0
|  |  |  | 0 |  | 0
|  |  |  | 0 |  | 0
|  |  |  | 0 |  | 0
|  |  |  | 0 |  | 0
|  |  |  | 0 |  | 0
|  |  |  | 0 |  | 0
|  |  |  | 0 |  | 0
|  |  |  | 0 |  | 0
|  |  |  | 0 |  | 0
|  |  |  | 0 |  | 0
|  |  |  | 0 |  | 0
|  |  |  | 0 |  | 0
|  |  |  | 0 |  | 0
|  |  |  | 0 |  | 0
|  |  |  | 0 |  | 0
|  |  |  | 0 |  | 0
|  |  |  | 0 |  | 0
|  |  |  | 0 |  | 0
|  |  |  | 0 |  | 0
|  |  |  | 0 |  | 0
|  |  |  | 0 |  | 0
|  |  |  | 0 |  | 0
|  |  |  | 0 |  | 0
|  |  |  | 0 |  | 0
|  |  |  | 0 |  | 0
|  |  |  | 0 |  | 0
|  |  |  | 0 |  | 0
|  |  |  | 0 |  | 0
|  |  |  | 0 |  | 0
|  |  |  | 0 |  | 0
|  |  |  | 0 |  | 0
|  |  |  | 0 |  | 0
|  |  |  | 0 |  | 0
|  |  |  | 0 |  | 0
|  |  |  | 0 |  | 0
|  |  |  | 0 |  | 0
|  |  |  | 0 |  | 0
|  |  |  | 0 |  | 0
|  |  |  | 0 |  | 0
|  |  |  | 0 |  | 0
|  |  |  | 0 |  | 0
|  |  |  | 0 |  | 0
|  |  |  | 0 |  | 0
|  |  |  | 0 |  | 0
|  |  |  | 0 |  | 0
|  |  |  | 0 |  | 0
|  |  |  | 0 |  | 0
|  |  |  | 0 |  | 0
|  |  |  | 0 |  | 0
|  |  |  | 0 |  | 0
|  |  |  | 0 |  | 0
|  |  |  | 0 |  | 0
|  |  |  | 0 |  | 0
|  |  |  | 0 |  | 0
|  |  |  | 0 |  | 0
|  |  |  | 0 |  | 0
|  |  |  | 0 |  | 0
|  |  |  | 0 |  | 0
|  |  |  | 0 |  | 0
|  |  |  | 0 |  | 0
|  |  |  | 0 |  | 0
|  |  |  | 0 |  | 0
|  |  |  | 0 |  | 0
|  |  |  | 0 |  | 0
|  |  |  | 0 |  | 0
|  |  |  | 0 |  | 0
|  |  |  | 0 |  | 0
|  |  |  | 0 |  | 0
|  |  |  | 0 |  | 0
|  |  |  | 0 |  | 0
|  |  |  | 0 |  | 0
|  |  |  | 0 |  | 0
|  |  |  | 0 |  | 0
|  |  |  | 0 |  | 0
|  |  |  | 0 |  | 0
|  |  |  | 0 |  | 0
|  |  |  | 0 |  | 0
|  |  |  | 0 |  | 0
|  |  |  | 0 |  | 0
|  |  |  | 0 |  | 0
|  |  |  | 0 |  | 0
|  |  |  | 0 |  | 0
|  |  |  | 0 |  | 0
|  |  |  | 0 |  | 0
|  |  |  | 0 |  | 0
|  |  |  | 0 |  | 0
|  |  |  | 0 |  | 0
|  |  |  | 0 |  | 0
|  |  |  | 0 |  | 0
|  |  |  | 0 |  | 0
|  |  |  | 0 |  | 0
|  |  |  | 0 |  | 0
|  |  |  | 0 |  | 0
|  |  |  | 0 |  | 0
|  |  |  | 0 |  | 0
|  |  |  | 0 |  | 0
|  |  |  | 0 |  | 0
|  |  |  | 0 |  | 0
|  |  |  | 0 |  | 0
|  |  |  | 0 |  | 0
|  |  |  | 0 |  | 0
|  |  |  | 0 |  | 0
|  |  |  | 0 |  | 0
|  |  |  | 0 |  | 0
|  |  |  | 0 |  | 0
|  |  |  | 0 |  | 0
|  |  |  | 0 |  | 0
|  |  |  | 0 |  | 0
|  |  |  | 0 |  | 0
|  |  |  | 0 |  | 0
|  |  |  | 0 |  | 0
|  |  |  | 0 |  | 0
|  |  |  | 0 |  | 0
|  |  |  | 0 |  | 0
|  |  |  | 0 |  | 0
|  |  |  | 0 |  | 0
|  |  |  | 0 |  | 0
|  |  |  | 0 |  | 0
|  |  |  | 0 |  | 0
|  |  |  | 0 |  | 0
|  |  |  | 0 |  | 0
|  |  |  | 0 |  | 0
|  |  |  | 0 |  | 0
|  |  |  | 0 |  | 0
|  |  |  | 0 |  | 0
|  |  |  | 0 |  | 0
|  |  |  | 0 |  | 0
|  |  |  | 0 |  | 0
|  |  |  | 0 |  | 0
|  |  |  | 0 |  | 0
|  |  |  | 0 |  | 0
|  |  |  | 0 |  | 0
|  |  |  | 0 |  | 0
|  |  |  | 0 |  | 0
|  |  |  | 0 |  | 0
|  |  |  | 0 |  | 0
|  |  |  | 0 |  | 0
|  |  |  | 0 |  | 0
|  |  |  | 0 |  | 0
|  |  |  | 0 |  | 0
|  |  |  | 0 |  | 0
|  |  |  | 0 |  | 0
|  |  |  | 0 |  | 0
|  |  |  | 0 |  | 0
|  |  |  | 0 |  | 0
|  |  |  | 0 |  | 0
|  |  |  | 0 |  | 0
|  |  |  | 0 |  | 0
|  |  |  | 0 |  | 0
|  |  |  | 0 |  | 0
|  |  |  | 0 |  | 0
|  |  |  | 0 |  | 0
|  |  |  | 0 |  | 0
|  |  |  | 0 |  | 0
|  |  |  | 0 |  | 0
|  |  |  | 0 |  | 0
|  |  |  | 0 |  | 0
|  |  |  | 0 |  | 0
|  |  |  | 0 |  | 0
|  |  |  | 0 |  | 0
|  |  |  | 0 |  | 0
|  |  |  | 0 |  | 0
|  |  |  | 0 |  | 0
|  |  |  | 0 |  | 0
|  |  |  | 0 |  | 0
|  |  |  | 0 |  | 0
|  |  |  | 0 |  | 0
|  |  |  | 0 |  | 0
|  |  |  | 0 |  | 0
|  |  |  | 0 |  | 0
|  |  |  | 0 |  | 0
|  |  |  | 0 |  | 0
|  |  |  | 0 |  | 0
|  |  |  | 0 |  | 0
|  |  |  | 0 |  | 0
|  |  |  | 0 |  | 0
|  |  |  | 0 |  | 0
|  |  |  | 0 |  | 0
|  |  |  | 0 |  | 0
|  |  |  | 0 |  | 0
|  |  |  | 0 |  | 0
|  |  |  | 0 |  | 0
|  |  |  | 0 |  | 0
|  |  |  | 0 |  | 0
|  |  |  | 0 |  | 0
|  |  |  | 0 |  | 0
|  |  |  | 0 |  | 0
|  |  |  | 0 |  | 0
|  |  |  | 0 |  | 0
|  |  |  | 0 |  | 0
|  |  |  | 0 |  | 0
|  |  |  | 0 |  | 0
|  |  |  | 0 |  | 0
|  |  |  | 0 |  | 0
|  |  |  | 0 |  | 0
|  |  |  | 0 |  | 0
|  |  |  | 0 |  | 0
|  |  |  | 0 |  | 0
|  |  |  | 0 |  | 0
|  |  |  | 0 |  | 0
|  |  |  | 0 |  | 0
|  |  |  | 0 |  | 0
|  |  |  | 0 |  | 0
|  |  |  | 0 |  | 0
|  |  |  | 0 |  | 0
|  |  |  | 0 |  | 0
|  |  |  | 0 |  | 0
|  |  |  | 0 |  | 0
|  |  |  | 0 |  | 0
|  |  |  | 0 |  | 0
|  |  |  | 0 |  | 0
|  |  |  | 0 |  | 0
|  |  |  | 0 |  | 0
|  |  |  | 0 |  | 0
|  |  |  | 0 |  | 0
|  |  |  | 0 |  | 0
|  |  |  | 0 |  | 0
|  |  |  | 0 |  | 0
|  |  |  | 0 |  | 0
|  |  |  | 0 |  | 0
|  |  |  | 0 |  | 0
|  |  |  | 0 |  | 0
|  |  |  | 0 |  | 0
|  |  |  | 0 |  | 0
|  |  |  | 0 |  | 0
|  |  |  | 0 |  | 0
|  |  |  | 0 |  | 0
|  |  |  | 0 |  | 0
|  |  |  | 0 |  | 0
|  |  |  | 0 |  | 0
|  |  |  | 0 |  | 0
|  |  |  | 0 |  | 0
|  |  |  | 0 |  | 0
|  |  |  | 0 |  | 0
|  |  |  | 0 |  | 0
|  |  |  | 0 |  | 0
|  |  |  | 0 |  | 0
|  |  |  | 0 |  | 0
|  |  |  | 0 |  | 0
|  |  |  | 0 |  | 0
|  |  |  | 0 |  | 0
|  |  |  | 0 |  | 0
|  |  |  | 0 |  | 0
|  |  |  | 0 |  | 0
|  |  |  | 0 |  | 0
|  |  |  | 0 |  | 0
|  |  |  | 0 |  | 0
|  |  |  | 0 |  | 0
|  |  |  | 0 |  | 0
|  |  |  | 0 |  | 0
|  |  |  | 0 |  | 0
|  |  |  | 0 |  | 0
|  |  |  | 0 |  | 0
|  |  |  | 0 |  | 0
|  |  |  | 0 |  | 0
|  |  |  | 0 |  | 0
|  |  |  | 0 |  | 0
|  |  |  | 0 |  | 0
|  |  |  | 0 |  | 0
|  |  |  | 0 |  | 0
|  |  |  | 0 |  | 0
|  |  |  | 0 |  | 0
|  |  |  | 0 |  | 0
|  |  |  | 0 |  | 0
|  |  |  | 0 |  | 0
|  |  |  | 0 |  | 0
|  |  |  | 0 |  | 0
|  |  |  | 0 |  | 0
|  |  |  | 0 |  | 0
|  |  |  | 0 |  | 0
|  |  |  | 0 |  | 0
|  |  |  | 0 |  | 0
|  |  |  | 0 |  | 0
|  |  |  | 0 |  | 0
|  |  |  | 0 |  | 0
|  |  |  | 0 |  | 0
|  |  |  | 0 |  | 0
|  |  |  | 0 |  | 0
|  |  |  | 0 |  | 0
|  |  |  | 0 |  | 0
|  |  |  | 0 |  | 0
|  |  |  | 0 |  | 0
|  |  |  | 0 |  | 0
|  |  |  | 0 |  | 0
|  |  |  | 0 |  | 0
|  |  |  | 0 |  | 0
|  |  |  | 0 |  | 0
|  |  |  | 0 |  | 0
|  |  |  | 0 |  | 0
|  |  |  | 0 |  | 0
|  |  |  | 0 |  | 0
|  |  |  | 0 |  | 0
|  |  |  | 0 |  | 0
|  |  |  | 0 |  | 0
|  |  |  | 0 |  | 0
|  |  |  | 0 |  | 0
|  |  |  | 0 |  | 0
|  |  |  | 0 |  | 0
|  |  |  | 0 |  | 0
|  |  |  | 0 |  | 0
|  |  |  | 0 |  | 0
|  |  |  | 0 |  | 0
|  |  |  | 0 |  | 0
|  |  |  | 0 |  | 0
|  |  |  | 0 |  | 0
|  |  |  | 0 |  | 0
|  |  |  | 0 |  | 0
|  |  |  | 0 |  | 0
|  |  |  | 0 |  | 0
|  |  |  | 0 |  | 0
|  |  |  | 0 |  | 0
|  |  |  | 0 |  | 0
|  |  |  | 0 |  | 0
|  |  |  | 0 |  | 0
|  |  |  | 0 |  | 0
|  |  |  | 0 |  | 0
|  |  |  | 0 |  | 0
|  |  |  | 0 |  | 0
|  |  |  | 0 |  | 0
|  |  |  | 0 |  | 0
|  |  |  | 0 |  | 0
|  |  |  | 0 |  | 0
|  |  |  | 0 |  | 0
|  |  |  | 0 |  | 0
|  |  |  | 0 |  | 0
|  |  |  | 0 |  | 0
|  |  |  | 0 |  | 0
|  |  |  | 0 |  | 0
|  |  |  | 0 |  | 0
|  |  |  | 0 |  | 0
|  |  |  | 0 |  | 0
|  |  |  | 0 |  | 0
|  |  |  | 0 |  | 0
|  |  |  | 0 |  | 0
|  |  |  | 0 |  | 0
|  |  |  | 0 |  | 0
|  |  |  | 0 |  | 0
|  |  |  | 0 |  | 0
|  |  |  | 0 |  | 0
|  |  |  | 0 |  | 0
|  |  |  | 0 |  | 0
|  |  |  | 0 |  | 0
|  |  |  | 0 |  | 0
|  |  |  | 0 |  | 0
|  |  |  | 0 |  | 0
|  |  |  | 0 |  | 0
|  |  |  | 0 |  | 0
|  |  |  | 0 |  | 0
|  |  |  | 0 |  | 0
|  |  |  | 0 |  | 0
|  |  |  | 0 |  | 0
|  |  |  | 0 |  | 0
|  |  |  | 0 |  | 0
|  |  |  | 0 |  | 0
|  |  |  | 0 |  | 0
|  |  |  | 0 |  | 0
|  |  |  | 0 |  | 0
|  |  |  | 0 |  | 0
|  |  |  | 0 |  | 0
|  |  |  | 0 |  | 0
|  |  |  | 0 |  | 0
|  |  |  | 0 |  | 0
|  |  |  | 0 |  | 0
|  |  |  | 0 |  | 0
|  |  |  | 0 |  | 0
|  |  |  | 0 |  | 0
|  |  |  | 0 |  | 0
|  |  |  | 0 |  | 0
|  |  |  | 0 |  | 0
|  |  |  | 0 |  | 0
|  |  |  | 0 |  | 0
|  |  |  | 0 |  | 0
|  |  |  | 0 |  | 0
|  |  |  | 0 |  | 0
|  |  |  | 0 |  | 0
|  |  |  | 0 |  | 0
|  |  |  | 0 |  | 0
|  |  |  | 0 |  | 0
|  |  |  | 0 |  | 0
|  |  |  | 0 |  | 0
|  |  |  | 0 |  | 0
|  |  |  | 0 |  | 0
|  |  |  | 0 |  | 0
|  |  |  | 0 |  | 0
|  |  |  | 0 |  | 0
|  |  |  | 0 |  | 0
|  |  |  | 0 |  | 0
|  |  |  | 0 |  | 0
|  |  |  | 0 |  | 0
|  |  |  | 0 |  | 0
|  |  |  | 0 |  | 0
|  |  |  | 0 |  | 0
|  |  |  | 0 |  | 0
|  |  |  | 0 |  | 0
|  |  |  | 0 |  | 0
|  |  |  | 0 |  | 0
|  |  |  | 0 |  | 0
|  |  |  | 0 |  | 0
|  |  |  | 0 |  | 0
|  |  |  | 0 |  | 0
|  |  |  | 0 |  | 0
|  |  |  | 0 |  | 0
|  |  |  | 0 |  | 0
|  |  |  | 0 |  | 0
|  |  |  | 0 |  | 0
|  |  |  | 0 |  | 0
|  |  |  | 0 |  | 0
|  |  |  | 0 |  | 0
|  |  |  | 0 |  | 0
|  |  |  | 0 |  | 0
|  |  |  | 0 |  | 0
|  |  |  | 0 |  | 0
|  |  |  | 0 |  | 0
|  |  |  | 0 |  | 0
|  |  |  | 0 |  | 0
|  |  |  | 0 |  | 0
|  |  |  | 0 |  | 0
|  |  |  | 0 |  | 0
|  |  |  | 0 |  | 0
|  |  |  | 0 |  | 0
|  |  |  | 0 |  | 0
|  |  |  | 0 |  | 0
|  |  |  | 0 |  | 0
|  |  |  | 0 |  | 0
|  |  |  | 0 |  | 0
|  |  |  | 0 |  | 0
|  |  |  | 0 |  | 0
|  |  |  | 0 |  | 0
|  |  |  | 0 |  | 0
|  |  |  | 0 |  | 0
|  |  |  | 0 |  | 0
|  |  |  | 0 |  | 0
|  |  |  | 0 |  | 0
|  |  |  | 0 |  | 0
|  |  |  | 0 |  | 0
|  |  |  | 0 |  | 0
|  |  |  | 0 |  | 0
|  |  |  | 0 |  | 0
|  |  |  | 0 |  | 0
|  |  |  | 0 |  | 0
|  |  |  | 0 |  | 0
|  |  |  | 0 |  | 0
|  |  |  | 0 |  | 0
|  |  |  | 0 |  | 0
|  |  |  | 0 |  | 0
|  |  |  | 0 |  | 0
|  |  |  | 0 |  | 0
|  |  |  | 0 |  | 0
|  |  |  | 0 |  | 0
|  |  |  | 0 |  | 0
|  |  |  | 0 |  | 0
|  |  |  | 0 |  | 0
|  |  |  | 0 |  | 0
|  |  |  | 0 |  | 0
|  |  |  | 0 |  | 0
|  |  |  | 0 |  | 0
|  |  |  | 0 |  | 0
|  |  |  | 0 |  | 0
|  |  |  | 0 |  | 0
|  |  |  | 0 |  | 0
|  |  |  | 0 |  | 0
|  |  |  | 0 |  | 0
|  |  |  | 0 |  | 0
|  |  |  | 0 |  | 0
|  |  |  | 0 |  | 0
|  |  |  | 0 |  | 0
|  |  |  | 0 |  | 0
|  |  |  | 0 |  | 0
|  |  |  | 0 |  | 0
|  |  |  | 0 |  | 0
|  |  |  | 0 |  | 0
|  |  |  | 0 |  | 0
|  |  |  | 0 |  | 0
|  |  |  | 0 |  | 0
|  |  |  | 0 |  | 0
|  |  |  | 0 |  | 0
|  |  |  | 0 |  | 0
|  |  |  | 0 |  | 0
|  |  |  | 0 |  | 0
|  |  |  | 0 |  | 0
|  |  |  | 0 |  | 0
|  |  |  | 0 |  | 0
|  |  |  | 0 |  | 0
|  |  |  | 0 |  | 0
|  |  |  | 0 |  | 0
|  |  |  | 0 |  | 0
|  |  |  | 0 |  | 0
|  |  |  | 0 |  | 0
|  |  |  | 0 |  | 0
|  |  |  | 0 |  | 0
|  |  |  | 0 |  | 0
|  |  |  | 0 |  | 0
|  |  |  | 0 |  | 0
|  |  |  | 0 |  | 0
|  |  |  | 0 |  | 0
|  |  |  | 0 |  | 0
|  |  |  | 0 |  | 0
|  |  |  | 0 |  | 0
|  |  |  | 0 |  | 0
|  |  |  | 0 |  | 0
|  |  |  | 0 |  | 0
|  |  |  | 0 |  | 0
|  |  |  | 0 |  | 0
|  |  |  | 0 |  | 0
|  |  |  | 0 |  | 0
|  |  |  | 0 |  | 0
|  |  |  | 0 |  | 0
|  |  |  | 0 |  | 0
|  |  |  | 0 |  | 0
|  |  |  | 0 |  | 0
|  |  |  | 0 |  | 0
|  |  |  | 0 |  | 0
|  |  |  | 0 |  | 0
|  |  |  | 0 |  | 0
|  |  |  | 0 |  | 0
|  |  |  | 0 |  | 0
|  |  |  | 0 |  | 0
|  |  |  | 0 |  | 0
|  |  |  | 0 |  | 0
|  |  |  | 0 |  | 0
|  |  |  | 0 |  | 0
|  |  |  | 0 |  | 0
|  |  |  | 0 |  | 0
|  |  |  | 0 |  | 0
|  |  |  | 0 |  | 0
|  |  |  | 0 |  | 0
|  |  |  | 0 |  | 0
|  |  |  | 0 |  | 0
|  |  |  | 0 |  | 0
|  |  |  | 0 |  | 0
|  |  |  | 0 |  | 0
|  |  |  | 0 |  | 0
|  |  |  | 0 |  | 0
|  |  |  | 0 |  | 0
|  |  |  | 0 |  | 0
|  |  |  | 0 |  | 0
|  |  |  | 0 |  | 0
|  |  |  | 0 |  | 0
|  |  |  | 0 |  | 0
|  |  |  | 0 |  | 0
|  |  |  | 0 |  | 0
|  |  |  | 0 |  | 0
|  |  |  | 0 |  | 0
|  |  |  | 0 |  | 0
|  |  |  | 0 |  | 0
|  |  |  | 0 |  | 0
|  |  |  | 0 |  | 0
|  |  |  | 0 |  | 0
|  |  |  | 0 |  | 0
|  |  |  | 0 |  | 0
|  |  |  | 0 |  | 0
|  |  |  | 0 |  | 0
|  |  |  | 0 |  | 0
|  |  |  | 0 |  | 0
|  |  |  | 0 |  | 0
|  |  |  | 0 |  | 0
|  |  |  | 0 |  | 0
|  |  |  | 0 |  | 0
|  |  |  | 0 |  | 0
|  |  |  | 0 |  | 0
|  |  |  | 0 |  | 0
|  |  |  | 0 |  | 0
|  |  |  | 0 |  | 0
|  |  |  | 0 |  | 0
|  |  |  | 0 |  | 0
|  |  |  | 0 |  | 0
|  |  |  | 0 |  | 0
|  |  |  | 0 |  | 0
|  |  |  | 0 |  | 0
|  |  |  | 0 |  | 0
|  |  |  | 0 |  | 0
|  |  |  | 0 |  | 0
|  |  |  | 0 |  | 0
|  |  |  | 0 |  | 0
|  |  |  | 0 |  | 0
|  |  |  | 0 |  | 0
|  |  |  | 0 |  | 0
|  |  |  | 0 |  | 0
|  |  |  | 0 |  | 0
|  |  |  | 0 |  | 0
|  |  |  | 0 |  | 0
|  |  |  | 0 |  | 0
|  |  |  | 0 |  | 0
|  |  |  | 0 |  | 0
|  |  |  | 0 |  | 0
|  |  |  | 0 |  | 0
|  |  |  | 0 |  | 0
|  |  |  | 0 |  | 0
|  |  |  | 0 |  | 0
|  |  |  | 0 |  | 0
|  |  |  | 0 |  | 0
|  |  |  | 0 |  | 0
|  |  |  | 0 |  | 0
|  |  |  | 0 |  | 0
|  |  |  | 0 |  | 0
|  |  |  | 0 |  | 0
|  |  |  | 0 |  | 0
|  |  |  | 0 |  | 0
|  |  |  | 0 |  | 0
|  |  |  | 0 |  | 0
|  |  |  | 0 |  | 0
|  |  |  | 0 |  | 0
|  |  |  | 0 |  | 0
|  |  |  | 0 |  | 0
|  |  |  | 0 |  | 0
|  |  |  | 0 |  | 0
|  |  |  | 0 |  | 0
|  |  |  | 0 |  | 0
|  |  |  | 0 |  | 0
|  |  |  | 0 |  | 0
|  |  |  | 0 |  | 0
|  |  |  | 0 |  | 0
|  |  |  | 0 |  | 0
|  |  |  | 0 |  | 0
|  |  |  | 0 |  | 0
|  |  |  | 0 |  | 0
|  |  |  | 0 |  | 0
|  |  |  | 0 |  | 0
|  |  |  | 0 |  | 0
|  |  |  | 0 |  | 0
|  |  |  | 0 |  | 0
|  |  |  | 0 |  | 0
|  |  |  | 0 |  | 0
|  |  |  | 0 |  | 0
|  |  |  | 0 |  | 0
|  |  |  | 0 |  | 0
|  |  |  | 0 |  | 0
|  |  |  | 0 |  | 0
|  |  |  | 0 |  | 0
|  |  |  | 0 |  | 0
|  |  |  | 0 |  | 0
|  |  |  | 0 |  | 0
|  |  |  | 0 |  | 0
|  |  |  | 0 |  | 0
|  |  |  | 0 |  | 0
|  |  |  | 0 |  | 0
|  |  |  | 0 |  | 0
|  |  |  | 0 |  | 0
|  |  |  | 0 |  | 0
|  |  |  | 0 |  | 0
|  |  |  | 0 |  | 0
|  |  |  | 0 |  | 0
|  |  |  | 0 |  | 0
|  |  |  | 0 |  | 0
|  |  |  | 0 |  | 0
|  |  |  | 0 |  | 0
|  |  |  | 0 |  | 0
|  |  |  | 0 |  | 0
|  |  |  | 0 |  | 0
|  |  |  | 0 |  | 0
|  |  |  | 0 |  | 0
|  |  |  | 0 |  | 0
|  |  |  | 0 |  | 0
|  |  |  | 0 |  | 0
|  |  |  | 0 |  | 0
|  |  |  | 0 |  | 0
|  |  |  | 0 |  | 0
|  |  |  | 0 |  | 0
|  |  |  | 0 |  | 0
|  |  |  | 0 |  | 0
|  |  |  | 0 |  | 0
|  |  |  | 0 |  | 0
|  |  |  | 0 |  | 0
|  |  |  | 0 |  | 0
|  |  |  | 0 |  | 0
|  |  |  | 0 |  | 0
|  |  |  | 0 |  | 0
|  |  |  | 0 |  | 0
|  |  |  | 0 |  | 0
|  |  |  | 0 |  | 0
|  |  |  | 0 |  | 0
|  |  |  | 0 |  | 0
|  |  |  | 0 |  | 0
|  |  |  | 0 |  | 0
|  |  |  | 0 |  | 0
|  |  |  | 0 |  | 0
|  |  |  | 0 |  | 0
|  |  |  | 0 |  | 0
|  |  |  | 0 |  | 0
|  |  |  | 0 |  | 0
|  |  |  | 0 |  | 0
|  |  |  | 0 |  | 0
|  |  |  | 0 |  | 0
|  |  |  | 0 |  | 0
|  |  |  | 0 |  | 0
|  |  |  | 0 |  | 0
|  |  |  | 0 |  | 0
|  |  |  | 0 |  | 0
|  |  |  | 0 |  | 0
|  |  |  | 0 |  | 0
|  |  |  | 0 |  | 0
|  |  |  | 0 |  | 0
|  |  |  | 0 |  | 0
|  |  |  | 0 |  | 0
|  |  |  | 0 |  | 0
|  |  |  | 0 |  | 0
|  |  |  | 0 |  | 0
|  |  |  | 0 |  | 0
|  |  |  | 0 |  | 0
|  |  |  | 0 |  | 0
|  |  |  | 0 |  | 0
|  |  |  | 0 |  | 0
|  |  |  | 0 |  | 0
|  |  |  | 0 |  | 0
|  |  |  | 0 |  | 0
|  |  |  | 0 |  | 0
|  |  |  | 0 |  | 0
|  |  |  | 0 |  | 0
|  |  |  | 0 |  | 0
|  |  |  | 0 |  | 0
|  |  |  | 0 |  | 0
|  |  |  | 0 |  | 0
|  |  |  | 0 |  | 0
|  |  |  | 0 |  | 0
|  |  |  | 0 |  | 0
|  |  |  | 0 |  | 0
|  |  |  | 0 |  | 0
|  |  |  | 0 |  | 0
|  |  |  | 0 |  | 0
|  |  |  | 0 |  | 0
|  |  |  | 0 |  | 0
|  |  |  | 0 |  | 0
|  |  |  | 0 |  | 0
|  |  |  | 0 |  | 0
|  |  |  | 0 |  | 0
|  |  |  | 0 |  | 0
|  |  |  | 0 |  | 0
|  |  |  | 0 |  | 0
|  |  |  | 0 |  | 0
|  |  |  | 0 |  | 0
|  |  |  | 0 |  | 0
|  |  |  | 0 |  | 0
|  |  |  | 0 |  | 0
|  |  |  | 0 |  | 0
|  |  |  | 0 |  | 0
|  |  |  | 0 |  | 0
|  |  |  | 0 |  | 0
|  |  |  | 0 |  | 0
|  |  |  | 0 |  | 0
|  |  |  | 0 |  | 0
|  |  |  | 0 |  | 0
|  |  |  | 0 |  | 0
|  |  |  | 0 |  | 0
|  |  |  | 0 |  | 0
|  |  |  | 0 |  | 0
|  |  |  | 0 |  | 0
|  |  |  | 0 |  | 0
|  |  |  | 0 |  | 0
|  |  |  | 0 |  | 0
|  |  |  | 0 |  | 0
|  |  |  | 0 |  | 0
|  |  |  | 0 |  | 0
|  |  |  | 0 |  | 0
|  |  |  | 0 |  | 0
|  |  |  | 0 |  | 0
|  |  |  | 0 |  | 0
|  |  |  | 0 |  | 0
|  |  |  | 0 |  | 0
|  |  |  | 0 |  | 0
|  |  |  | 0 |  | 0
|  |  |  | 0 |  | 0
|  |  |  | 0 |  | 0
|  |  |  | 0 |  | 0
|  |  |  | 0 |  | 0
|  |  |  | 0 |  | 0
|  |  |  | 0 |  | 0
|  |  |  | 0 |  | 0
|  |  |  | 0 |  | 0
|  |  |  | 0 |  | 0
|  |  |  | 0 |  | 0
|  |  |  | 0 |  | 0
|  |  |  | 0 |  | 0
|  |  |  | 0 |  | 0
|  |  |  | 0 |  | 0
|  |  |  | 0 |  | 0
|  |  |  | 0 |  | 0
|  |  |  | 0 |  | 0
|  |  |  | 0 |  | 0
|  |  |  | 0 |  | 0
|  |  |  | 0 |  | 0
|  |  |  | 0 |  | 0
|  |  |  | 0 |  | 0
|  |  |  | 0 |  | 0
|  |  |  | 0 |  | 0
|  |  |  | 0 |  | 0
|  |  |  | 0 |  | 0
|  |  |  | 0 |  | 0
|  |  |  | 0 |  | 0
|  |  |  | 0 |  | 0
|  |  |  | 0 |  | 0
|  |  |  | 0 |  | 0
|  |  |  | 0 |  | 0
|  |  |  | 0 |  | 0
|  |  |  | 0 |  | 0
|  |  |  | 0 |  | 0
|  |  |  | 0 |  | 0
|  |  |  | 0 |  | 0
|  |  |  | 0 |  | 0
|  |  |  | 0 |  | 0
|  |  |  | 0 |  | 0
|  |  |  | 0 |  | 0
|  |  |  | 0 |  | 0
|  |  |  | 0 |  | 0
|  |  |  | 0 |  | 0
|  |  |  | 0 |  | 0
|  |  |  | 0 |  | 0
|  |  |  | 0 |  | 0
|  |  |  | 0 |  | 0
|  |  |  | 0 |  | 0
|  |  |  | 0 |  | 0
|  |  |  | 0 |  | 0
|  |  |  | 0 |  | 0
|  |  |  | 0 |  | 0
|  |  |  | 0 |  | 0
|  |  |  | 0 |  | 0
|  |  |  | 0 |  | 0
|  |  |  | 0 |  | 0
|  |  |  | 0 |  | 0
|  |  |  | 0 |  | 0
|  |  |  | 0 |  | 0
|  |  |  | 0 |  | 0
|  |  |  | 0 |  | 0
|  |  |  | 0 |  | 0
|  |  |  | 0 |  | 0
|  |  |  | 0 |  | 0
|  |  |  | 0 |  | 0
|  |  |  | 0 |  | 0
|  |  |  | 0 |  | 0
|  |  |  | 0 |  | 0
|  |  |  | 0 |  | 0
|  |  |  | 0 |  | 0
|  |  |  | 0 |  | 0
|  |  |  | 0 |  | 0
|  |  |  | 0 |  | 0
|  |  |  | 0 |  | 0
|  |  |  | 0 |  | 0
|  |  |  | 0 |  | 0
|  |  |  | 0 |  | 0
|  |  |  | 0 |  | 0
|  |  |  | 0 |  | 0
|  |  |  | 0 |  | 0
|  |  |  | 0 |  | 0
|  |  |  | 0 |  | 0
|  |  |  | 0 |  | 0
|  |  |  | 0 |  | 0
|  |  |  | 0 |  | 0
|  |  |  | 0 |  | 0
|  |  |  | 0 |  | 0
|  |  |  | 0 |  | 0
|  |  |  | 0 |  | 0
|  |  |  | 0 |  | 0
|  |  |  | 0 |  | 0
|  |  |  | 0 |  | 0
|  |  |  | 0 |  | 0
|  |  |  | 0 |  | 0
|  |  |  | 0 |  | 0
|  |  |  | 0 |  | 0
|  |  |  | 0 |  | 0
|  |  |  | 0 |  | 0
|  |  |  | 0 |  | 0
|  |  |  | 0 |  | 0
|  |  |  | 0 |  | 0
|  |  |  | 0 |  | 0
|  |  |  | 0 |  | 0
|  |  |  | 0 |  | 0
|  |  |  | 0 |  | 0
|  |  |  | 0 |  | 0
|  |  |  | 0 |  | 0
|  |  |  | 0 |  | 0
|  |  |  | 0 |  | 0
|  |  |  | 0 |  | 0
|  |  |  | 0 |  | 0
|  |  |  | 0 |  | 0
|  |  |  | 0 |  | 0
|  |  |  | 0 |  | 0
|  |  |  | 0 |  | 0
|  |  |  | 0 |  | 0
|  |  |  | 0 |  | 0
|  |  |  | 0 |  | 0
|  |  |  | 0 |  | 0
|  |  |  | 0 |  | 0
|  |  |  | 0 |  | 0
|  |  |  | 0 |  | 0
|  |  |  | 0 |  | 0
|  |  |  | 0 |  | 0
|  |  |  | 0 |  | 0
|  |  |  | 0 |  | 0
|  |  |  | 0 |  | 0
|  |  |  | 0 |  | 0
|  |  |  | 0 |  | 0
|  |  |  | 0 |  | 0
|  |  |  | 0 |  | 0
|  |  |  | 0 |  | 0
|  |  |  | 0 |  | 0
|  |  |  | 0 |  | 0
|  |  |  | 0 |  | 0
|  |  |  | 0 |  | 0
|  |  |  | 0 |  | 0
|  |  |  | 0 |  | 0
|  |  |  | 0 |  | 0
|  |  |  | 0 |  | 0
|  |  |  | 0 |  | 0
|  |  |  | 0 |  | 0
|  |  |  | 0 |  | 0
|  |  |  | 0 |  | 0
|  |  |  | 0 |  | 0
|  |  |  | 0 |  | 0
|  |  |  | 0 |  | 0
|  |  |  | 0 |  | 0
|  |  |  | 0 |  | 0
|  |  |  | 0 |  | 0
|  |  |  | 0 |  | 0
|  |  |  | 0 |  | 0
|  |  |  | 0 |  | 0
|  |  |  | 0 |  | 0
|  |  |  | 0 |  | 0
|  |  |  | 0 |  | 0
|  |  |  | 0 |  | 0
|  |  |  | 0 |  | 0
|  |  |  | 0 |  | 0
|  |  |  | 0 |  | 0
|  |  |  | 0 |  | 0
|  |  |  | 0 |  | 0
|  |  |  | 0 |  | 0
|  |  |  | 0 |  | 0
|  |  |  | 0 |  | 0
|  |  |  | 0 |  | 0
|  |  |  | 0 |  | 0
|  |  |  | 0 |  | 0
|  |  |  | 0 |  | 0
|  |  |  | 0 |  | 0
|  |  |  | 0 |  | 0
|  |  |  | 0 |  | 0
|  |  |  | 0 |  | 0
|  |  |  | 0 |  | 0
|  |  |  | 0 |  | 0
|  |  |  | 0 |  | 0
|  |  |  | 0 |  | 0
|  |  |  | 0 |  | 0
|  |  |  | 0 |  | 0
|  |  |  | 0 |  | 0
|  |  |  | 0 |  | 0
|  |  |  | 0 |  | 0
|  |  |  | 0 |  | 0
|  |  |  | 0 |  | 0
|  |  |  | 0 |  | 0
|  |  |  | 0 |  | 0
|  |  |  | 0 |  | 0
|  |  |  | 0 |  | 0
|  |  |  | 0 |  | 0
|  |  |  | 0 |  | 0
|  |  |  | 0 |  | 0
|  |  |  | 0 |  | 0
|  |  |  | 0 |  | 0
|  |  |  | 0 |  | 0
|  |  |  | 0 |  | 0
|  |  |  | 0 |  | 0
|  |  |  | 0 |  | 0
|  |  |  | 0 |  | 0
|  |  |  | 0 |  | 0
|  |  |  | 0 |  | 0
|  |  |  | 0 |  | 0
|  |  |  | 0 |  | 0
|  |  |  | 0 |  | 0
|  |  |  | 0 |  | 0
|  |  |  | 0 |  | 0
|  |  |  | 0 |  | 0
|  |  |  | 0 |  | 0
|  |  |  | 0 |  | 0
|  |  |  | 0 |  | 0
|  |  |  | 0 |  | 0
|  |  |  | 0 |  | 0
|  |  |  | 0 |  | 0
|  |  |  | 0 |  | 0
|  |  |  | 0 |  | 0
|  |  |  | 0 |  | 0
|  |  |  | 0 |  | 0
|  |  |  | 0 |  | 0
|  |  |  | 0 |  | 0
|  |  |  | 0 |  | 0
|  |  |  | 0 |  | 0
|  |  |  | 0 |  | 0
|  |  |  | 0 |  | 0
|  |  |  | 0 |  | 0
|  |  |  | 0 |  | 0
|  |  |  | 0 |  | 0
|  |  |  | 0 |  | 0
|  |  |  | 0 |  | 0
|  |  |  | 0 |  | 0
|  |  |  | 0 |  | 0
|  |  |  | 0 |  | 0
|  |  |  | 0 |  | 0
|  |  |  | 0 |  | 0
|  |  |  | 0 |  | 0
|  |  |  | 0 |  | 0
|  |  |  | 0 |  | 0
|  |  |  | 0 |  | 0
|  |  |  | 0 |  | 0
|  |  |  | 0 |  | 0
|  |  |  | 0 |  | 0

## Daily Average Analysis
Back Pressure Turbine Analysis Using Daily Average Steam and KW Load Data
Total kWh Generation for Facility |  |  |  | 590605.44 | kWh / Year
Month | Day | Steam Avail bile for Turbine - PPH | Hourly Facility Electrical Demand - kW | Converted to kPPH | kW From Turbine | Turbine Output Used at Facility - KWh/Day
1 | 1 | 37500 | 425 | 37.5 | 514.8475 | 10200
1 | 2 | 36000 | 430 | 36 | 501.1624 | 10320
1 | 3 | 38000 | 410 | 38 | 518.8696 | 9840
1 | 4 | 39000 | 440 | 39 | 526.1044 | 10560
1 | 5 | 37500 | 450 | 37.5 | 514.8475 | 10800
1 | 6 | 35000 | 380 | 35 | 490.69 | 9120
1 | 7 | 34000 | 380 | 34 | 479.1384 | 9120
1 | 8 | 30000 | 550 | 30 | 422.14 | 10131.36
1 | 9 | 38000 | 420 | 38 | 518.8696 | 10080
1 | 10 | 37500 | 415 | 37.5 | 514.8475 | 9960
1 | 11 | 36000 | 425 | 36 | 501.1624 | 10200
1 | 12 | 38000 | 430 | 38 | 518.8696 | 10320
1 | 13 | 39000 | 410 | 39 | 526.1044 | 9840
1 | 14 | 37500 | 440 | 37.5 | 514.8475 | 10560
1 | 15 | 35000 | 450 | 35 | 490.69 | 10800
1 | 16 | 34000 | 380 | 34 | 479.1384 | 9120
1 | 17 | 35000 | 380 | 35 | 490.69 | 9120
1 | 18 | 34000 | 380 | 34 | 479.1384 | 9120
1 | 19 | 30000 | 550 | 30 | 422.14 | 10131.36
1 | 20 | 38000 | 420 | 38 | 518.8696 | 10080
1 | 21 | 37500 | 415 | 37.5 | 514.8475 | 9960
1 | 22 | 36000 | 425 | 36 | 501.1624 | 10200
1 | 23 | 38000 | 430 | 38 | 518.8696 | 10320
1 | 24 | 39000 | 410 | 39 | 526.1044 | 9840
1 | 25 | 37500 | 440 | 37.5 | 514.8475 | 10560
1 | 26 | 35000 | 450 | 35 | 490.69 | 10800
1 | 27 | 34000 | 380 | 34 | 479.1384 | 9120
1 | 28 | 37500 | 440 | 37.5 | 514.8475 | 10560
1 | 29 | 35000 | 450 | 35 | 490.69 | 10800
1 | 30 | 34000 | 380 | 34 | 479.1384 | 9120
1 | 31 | 34000 | 380 | 34 | 479.1384 | 9120
2 | 1 | 37500 | 425 | 37.5 | 514.8475 | 10200
2 | 2 | 36000 | 430 | 36 | 501.1624 | 10320
2 | 3 | 38000 | 410 | 38 | 518.8696 | 9840
| 4 | 39000 | 440 | 39 | 526.1044 | 10560
| 5 | 37500 | 450 | 37.5 | 514.8475 | 10800
| 6 | 35000 | 380 | 35 | 490.69 | 9120
| 7 | 34000 | 380 | 34 | 479.1384 | 9120
| 8 | 30000 | 550 | 30 | 422.14 | 10131.36
| 9 | 38000 | 420 | 38 | 518.8696 | 10080
| 10 | 37500 | 415 | 37.5 | 514.8475 | 9960
| 11 | 36000 | 425 | 36 | 501.1624 | 10200
| 12 | 38000 | 430 | 38 | 518.8696 | 10320
| 13 | 39000 | 410 | 39 | 526.1044 | 9840
| 14 | 37500 | 440 | 37.5 | 514.8475 | 10560
| 15 | 35000 | 450 | 35 | 490.69 | 10800
| 16 | 34000 | 380 | 34 | 479.1384 | 9120
| 17 | 35000 | 380 | 35 | 490.69 | 9120
| 18 | 34000 | 380 | 34 | 479.1384 | 9120
| 19 | 30000 | 550 | 30 | 422.14 | 10131.36
| 20 | 38000 | 420 | 38 | 518.8696 | 10080
| 21 | 37500 | 415 | 37.5 | 514.8475 | 9960
| 22 | 36000 | 425 | 36 | 501.1624 | 10200
| 23 | 38000 | 430 | 38 | 518.8696 | 10320
| 24 | 39000 | 410 | 39 | 526.1044 | 9840
| 25 | 37500 | 440 | 37.5 | 514.8475 | 10560
| 26 | 35000 | 450 | 35 | 490.69 | 10800
| 27 | 34000 | 380 | 34 | 479.1384 | 9120
| 28 | 37500 | 440 | 37.5 | 514.8475 | 10560
|  |  |  | 0 |  | 0
|  |  |  | 0 |  | 0
|  |  |  | 0 |  | 0
|  |  |  | 0 |  | 0
|  |  |  | 0 |  | 0
|  |  |  | 0 |  | 0
|  |  |  | 0 |  | 0
|  |  |  | 0 |  | 0
|  |  |  | 0 |  | 0
|  |  |  | 0 |  | 0
|  |  |  | 0 |  | 0
|  |  |  | 0 |  | 0
|  |  |  | 0 |  | 0
|  |  |  | 0 |  | 0
|  |  |  | 0 |  | 0
|  |  |  | 0 |  | 0
|  |  |  | 0 |  | 0
|  |  |  | 0 |  | 0
|  |  |  | 0 |  | 0
|  |  |  | 0 |  | 0
|  |  |  | 0 |  | 0
|  |  |  | 0 |  | 0
|  |  |  | 0 |  | 0
|  |  |  | 0 |  | 0
|  |  |  | 0 |  | 0
|  |  |  | 0 |  | 0
|  |  |  | 0 |  | 0
|  |  |  | 0 |  | 0
|  |  |  | 0 |  | 0
|  |  |  | 0 |  | 0
|  |  |  | 0 |  | 0
|  |  |  | 0 |  | 0
|  |  |  | 0 |  | 0
|  |  |  | 0 |  | 0
|  |  |  | 0 |  | 0
|  |  |  | 0 |  | 0
|  |  |  | 0 |  | 0
|  |  |  | 0 |  | 0
|  |  |  | 0 |  | 0
|  |  |  | 0 |  | 0
|  |  |  | 0 |  | 0
|  |  |  | 0 |  | 0
|  |  |  | 0 |  | 0
|  |  |  | 0 |  | 0
|  |  |  | 0 |  | 0
|  |  |  | 0 |  | 0
|  |  |  | 0 |  | 0
|  |  |  | 0 |  | 0
|  |  |  | 0 |  | 0
|  |  |  | 0 |  | 0
|  |  |  | 0 |  | 0
|  |  |  | 0 |  | 0
|  |  |  | 0 |  | 0
|  |  |  | 0 |  | 0
|  |  |  | 0 |  | 0
|  |  |  | 0 |  | 0
|  |  |  | 0 |  | 0
|  |  |  | 0 |  | 0
|  |  |  | 0 |  | 0
|  |  |  | 0 |  | 0
|  |  |  | 0 |  | 0
|  |  |  | 0 |  | 0
|  |  |  | 0 |  | 0
|  |  |  | 0 |  | 0
|  |  |  | 0 |  | 0
|  |  |  | 0 |  | 0
|  |  |  | 0 |  | 0
|  |  |  | 0 |  | 0
|  |  |  | 0 |  | 0
|  |  |  | 0 |  | 0
|  |  |  | 0 |  | 0
|  |  |  | 0 |  | 0
|  |  |  | 0 |  | 0
|  |  |  | 0 |  | 0
|  |  |  | 0 |  | 0
|  |  |  | 0 |  | 0
|  |  |  | 0 |  | 0
|  |  |  | 0 |  | 0
|  |  |  | 0 |  | 0
|  |  |  | 0 |  | 0
|  |  |  | 0 |  | 0
|  |  |  | 0 |  | 0
|  |  |  | 0 |  | 0
|  |  |  | 0 |  | 0
|  |  |  | 0 |  | 0
|  |  |  | 0 |  | 0
|  |  |  | 0 |  | 0
|  |  |  | 0 |  | 0
|  |  |  | 0 |  | 0
|  |  |  | 0 |  | 0
|  |  |  | 0 |  | 0
|  |  |  | 0 |  | 0
|  |  |  | 0 |  | 0
|  |  |  | 0 |  | 0
|  |  |  | 0 |  | 0
|  |  |  | 0 |  | 0
|  |  |  | 0 |  | 0
|  |  |  | 0 |  | 0
|  |  |  | 0 |  | 0
|  |  |  | 0 |  | 0
|  |  |  | 0 |  | 0
|  |  |  | 0 |  | 0
|  |  |  | 0 |  | 0
|  |  |  | 0 |  | 0
|  |  |  | 0 |  | 0
|  |  |  | 0 |  | 0
|  |  |  | 0 |  | 0
|  |  |  | 0 |  | 0
|  |  |  | 0 |  | 0
|  |  |  | 0 |  | 0
|  |  |  | 0 |  | 0
|  |  |  | 0 |  | 0
|  |  |  | 0 |  | 0
|  |  |  | 0 |  | 0
|  |  |  | 0 |  | 0
|  |  |  | 0 |  | 0
|  |  |  | 0 |  | 0
|  |  |  | 0 |  | 0
|  |  |  | 0 |  | 0
|  |  |  | 0 |  | 0
|  |  |  | 0 |  | 0
|  |  |  | 0 |  | 0
|  |  |  | 0 |  | 0
|  |  |  | 0 |  | 0
|  |  |  | 0 |  | 0
|  |  |  | 0 |  | 0
|  |  |  | 0 |  | 0
|  |  |  | 0 |  | 0
|  |  |  | 0 |  | 0
|  |  |  | 0 |  | 0
|  |  |  | 0 |  | 0
|  |  |  | 0 |  | 0
|  |  |  | 0 |  | 0
|  |  |  | 0 |  | 0
|  |  |  | 0 |  | 0
|  |  |  | 0 |  | 0
|  |  |  | 0 |  | 0
|  |  |  | 0 |  | 0
|  |  |  | 0 |  | 0
|  |  |  | 0 |  | 0
|  |  |  | 0 |  | 0
|  |  |  | 0 |  | 0
|  |  |  | 0 |  | 0
|  |  |  | 0 |  | 0
|  |  |  | 0 |  | 0
|  |  |  | 0 |  | 0
|  |  |  | 0 |  | 0
|  |  |  | 0 |  | 0
|  |  |  | 0 |  | 0
|  |  |  | 0 |  | 0
|  |  |  | 0 |  | 0
|  |  |  | 0 |  | 0
|  |  |  | 0 |  | 0
|  |  |  | 0 |  | 0
|  |  |  | 0 |  | 0
|  |  |  | 0 |  | 0
|  |  |  | 0 |  | 0
|  |  |  | 0 |  | 0
|  |  |  | 0 |  | 0
|  |  |  | 0 |  | 0
|  |  |  | 0 |  | 0
|  |  |  | 0 |  | 0
|  |  |  | 0 |  | 0
|  |  |  | 0 |  | 0
|  |  |  | 0 |  | 0
|  |  |  | 0 |  | 0
|  |  |  | 0 |  | 0
|  |  |  | 0 |  | 0
|  |  |  | 0 |  | 0
|  |  |  | 0 |  | 0
|  |  |  | 0 |  | 0
|  |  |  | 0 |  | 0
|  |  |  | 0 |  | 0
|  |  |  | 0 |  | 0
|  |  |  | 0 |  | 0
|  |  |  | 0 |  | 0
|  |  |  | 0 |  | 0
|  |  |  | 0 |  | 0
|  |  |  | 0 |  | 0
|  |  |  | 0 |  | 0
|  |  |  | 0 |  | 0
|  |  |  | 0 |  | 0
|  |  |  | 0 |  | 0
|  |  |  | 0 |  | 0
|  |  |  | 0 |  | 0
|  |  |  | 0 |  | 0
|  |  |  | 0 |  | 0
|  |  |  | 0 |  | 0
|  |  |  | 0 |  | 0
|  |  |  | 0 |  | 0
|  |  |  | 0 |  | 0
|  |  |  | 0 |  | 0
|  |  |  | 0 |  | 0
|  |  |  | 0 |  | 0
|  |  |  | 0 |  | 0
|  |  |  | 0 |  | 0
|  |  |  | 0 |  | 0
|  |  |  | 0 |  | 0
|  |  |  | 0 |  | 0
|  |  |  | 0 |  | 0
|  |  |  | 0 |  | 0
|  |  |  | 0 |  | 0
|  |  |  | 0 |  | 0
|  |  |  | 0 |  | 0
|  |  |  | 0 |  | 0
|  |  |  | 0 |  | 0
|  |  |  | 0 |  | 0
|  |  |  | 0 |  | 0
|  |  |  | 0 |  | 0
|  |  |  | 0 |  | 0
|  |  |  | 0 |  | 0
|  |  |  | 0 |  | 0
|  |  |  | 0 |  | 0
|  |  |  | 0 |  | 0
|  |  |  | 0 |  | 0
|  |  |  | 0 |  | 0
|  |  |  | 0 |  | 0
|  |  |  | 0 |  | 0
|  |  |  | 0 |  | 0
|  |  |  | 0 |  | 0
|  |  |  | 0 |  | 0
|  |  |  | 0 |  | 0
|  |  |  | 0 |  | 0
|  |  |  | 0 |  | 0
|  |  |  | 0 |  | 0
|  |  |  | 0 |  | 0
|  |  |  | 0 |  | 0
|  |  |  | 0 |  | 0
|  |  |  | 0 |  | 0
|  |  |  | 0 |  | 0
|  |  |  | 0 |  | 0
|  |  |  | 0 |  | 0
|  |  |  | 0 |  | 0
|  |  |  | 0 |  | 0
|  |  |  | 0 |  | 0
|  |  |  | 0 |  | 0
|  |  |  | 0 |  | 0
|  |  |  | 0 |  | 0
|  |  |  | 0 |  | 0
|  |  |  | 0 |  | 0
|  |  |  | 0 |  | 0
|  |  |  | 0 |  | 0
|  |  |  | 0 |  | 0
|  |  |  | 0 |  | 0
|  |  |  | 0 |  | 0
|  |  |  | 0 |  | 0
|  |  |  | 0 |  | 0
|  |  |  | 0 |  | 0
|  |  |  | 0 |  | 0
|  |  |  | 0 |  | 0
|  |  |  | 0 |  | 0
|  |  |  | 0 |  | 0
|  |  |  | 0 |  | 0
|  |  |  | 0 |  | 0
|  |  |  | 0 |  | 0
|  |  |  | 0 |  | 0
|  |  |  | 0 |  | 0
|  |  |  | 0 |  | 0
|  |  |  | 0 |  | 0
|  |  |  | 0 |  | 0
|  |  |  | 0 |  | 0
|  |  |  | 0 |  | 0
|  |  |  | 0 |  | 0
|  |  |  | 0 |  | 0
|  |  |  | 0 |  | 0
|  |  |  | 0 |  | 0
|  |  |  | 0 |  | 0
|  |  |  | 0 |  | 0
|  |  |  | 0 |  | 0
|  |  |  | 0 |  | 0
|  |  |  | 0 |  | 0
|  |  |  | 0 |  | 0
|  |  |  | 0 |  | 0
|  |  |  | 0 |  | 0
|  |  |  | 0 |  | 0
|  |  |  | 0 |  | 0
|  |  |  | 0 |  | 0
|  |  |  | 0 |  | 0
|  |  |  | 0 |  | 0
|  |  |  | 0 |  | 0
|  |  |  | 0 |  | 0
|  |  |  | 0 |  | 0
|  |  |  | 0 |  | 0
|  |  |  | 0 |  | 0
|  |  |  | 0 |  | 0
|  |  |  | 0 |  | 0
|  |  |  | 0 |  | 0
|  |  |  | 0 |  | 0
|  |  |  | 0 |  | 0
|  |  |  | 0 |  | 0
|  |  |  | 0 |  | 0
|  |  |  | 0 |  | 0
|  |  |  | 0 |  | 0
|  |  |  | 0 |  | 0
|  |  |  | 0 |  | 0
|  |  |  | 0 |  | 0
|  |  |  | 0 |  | 0
|  |  |  | 0 |  | 0
|  |  |  | 0 |  | 0
|  |  |  | 0 |  | 0

## Monthly Average Analysis
Back Pressure Turbine Analysis Using Monthly Average Steam and KW Load Data
| Total kWh Generation for Facility |  |  |  | 3602979.648 | kWh / Year
Month | Year | Average Monthly Steam Available to Turbine - PPH | Average Monthly Electrical Demand - KW | Converted to kPPH | kW From Turbine | Turbine Output Used at Facility - kWh/Month
Jan | 2010 | 37500 | 400 | 37.5 | 514.8475 | 288000
Feb | 2010 | 38000 | 410 | 38 | 518.8696 | 295200
Mar | 2010 | 36000 | 415 | 36 | 501.1624 | 298800
Apr | 2010 | 39000 | 390 | 39 | 526.1044 | 280800
May | 2010 | 39000 | 400 | 39 | 526.1044 | 288000
Jun | 2010 | 37000 | 385 | 37 | 510.5556 | 277200
Jul | 2010 | 35000 | 450 | 35 | 490.69 | 324000
Aug | 2010 | 34000 | 480 | 34 | 479.1384 | 344979.648
Sept | 2010 | 38000 | 410 | 38 | 518.8696 | 295200
Oct | 2010 | 36000 | 425 | 36 | 501.1624 | 306000
Nov | 2010 | 39000 | 415 | 39 | 526.1044 | 298800
Dec | 2010 | 38000 | 425 | 38 | 518.8696 | 306000