## Split Non-Ducted
Data current as of 04-11-2024
The data provided are the representations submitted to DOE by manufacturers and their third party representatives. DOE makes no representations or warranties regarding the accuracy of the data.
Brand | Outdoor Unit Model Number | Indoor Unit Model Number | Air Mover Model Number | Cooling Capacity (Btu/hr) | Heating Capacity (Btu/hr) | SEER2 | EER2 | HSPF2 | COP at 5 Degrees F | Capacity Ratio Percent 17 F to 47 F | Capacity Ratio Percent 5 F to 47 F | AHRI Certified Reference Number (if Applicable)
DAIKIN | RX12BXVJU | FTX12BXVJU |  | 10900 | 13500 | 20 | 12.5 | 10 | 1.8 | 64
DAIKIN | RX09BXVJU | FTX09BXVJU |  | 8900 | 10000 | 20 | 12.5 | 10 | 1.8 | 58
DAIKIN | RXL15QMVJU* | FTX15NMVJU* |  | 15000 | 18300 | 19.5 | 13 | 10 | 1.8 | 63
DAIKIN | RX09RMVJU9* | FFQ09Q2VJU |  | 9100 | 10000 | 22 | 13 | 9.5 | 1.8 | 60
DAIKIN | RXL09QMVJU* | FVXS09NVJU |  | 9000 | 10100 | 19.5 | 12.5 | 9.7 | 1.8 | 61
DAIKIN | RXL12QMVJU9* | FTX12NMVJU* |  | 10600 | 13400 | 19.5 | 12.5 | 10 | 1.8 | 66
DAIKIN | RXL09QMVJU* | FTX09NMVJU* |  | 9000 | 10900 | 19.5 | 12.5 | 10 | 1.8 | 61
DAIKIN | RXM24VVJU | FTXM24VVJU |  | 21600 | 24000 | 22 | 12.5 | 10 | 1.8 | 67
DAIKIN | RXM18VVJU | FTXM18VVJU |  | 18000 | 21600 | 22.7 | 12.5 | 10 | 1.8 | 71
DAIKIN | RXM12VVJU | FTXM12VVJU |  | 12000 | 13600 | 25.2 | 13.2 | 10.7 | 1.8 | 63
DAIKIN | RXM09VVJU | FTXM09VVJU |  | 9000 | 11000 | 27.4 | 16.3 | 11.2 | 1.8 | 60
DAIKIN | RXL15QMVJU* | FTX15NMVJU |  | 15000 | 18300 | 19.5 | 13 | 10 | 1.8 | 63
DAIKIN | RXS15LVJU | FTXS15LVJU |  | 15000 | 18000 | 20 | 14.4 | 10.5 | 1.8 | 66
DAIKIN | RXS12LVJU | FTXS12LVJU |  | 12000 | 14400 | 22.5 | 12.8 | 10.5 | 1.8 | 64
DAIKIN | RXS09LVJU | FTXS09LVJU |  | 9000 | 12000 | 24.5 | 15.3 | 11 | 1.8 | 64
Mitsubishi Electric | NTXSFWH006A121A | NTXVFW0006A121A |  | 6000 | 9000 | 35 | 21.4 | 13.3 | 2.42 | 68 | 134 | 211626475
Mitsubishi Electric | NTXSFWB006A121A | NTXVFW0006A121A |  | 6000 | 9000 | 35 | 21.4 | 13.3 | 2.42 | 68 | 134 | 211626476
Mitsubishi Electric | NTXSFWH009A121A | NTXVFW0009A121A |  | 9000 | 12000 | 33 | 18.4 | 13.3 | 2.59 | 63 | 96 | 211626477
Mitsubishi Electric | NTXSFWB009A121A | NTXVFW0009A121A |  | 9000 | 12000 | 33 | 18.4 | 13.3 | 2.59 | 63 | 96 | 211626478
Mitsubishi Electric | NTXSFWH012A121A | NTXVFW0012A121A |  | 12000 | 13200 | 29.5 | 15.3 | 12.575 | 2.59 | 69 | 87 | 211626479
Mitsubishi Electric | NTXSFWB012A121A | NTXVFW0012A121A |  | 12000 | 13200 | 29.5 | 15.3 | 12.575 | 2.59 | 69 | 87 | 211626480
Mitsubishi Electric | NTXSFWH006A121A | NAXVFW0006A121A |  | 6000 | 9000 | 35 | 21.4 | 13.3 | 2.42 | 68 | 134 | 211626481
Mitsubishi Electric | NTXSFWB006A121A | NAXVFW0006A121A |  | 6000 | 9000 | 35 | 21.4 | 13.3 | 2.42 | 68 | 134 | 211626482
Mitsubishi Electric | NTXSFWH009A121A | NAXVFW0009A121A |  | 9000 | 12000 | 33 | 18.4 | 13.3 | 2.59 | 63 | 96 | 211626483
Mitsubishi Electric | NTXSFWB009A121A | NAXVFW0009A121A |  | 9000 | 12000 | 33 | 18.4 | 13.3 | 2.59 | 63 | 96 | 211626484
Mitsubishi Electric | NTXSFWH012A121A | NAXVFW0012A121A |  | 12000 | 13200 | 29.5 | 15.3 | 12.575 | 2.59 | 69 | 87 | 211626485
Mitsubishi Electric | NTXSFWB012A121A | NAXVFW0012A121A |  | 12000 | 13200 | 29.5 | 15.3 | 12.575 | 2.59 | 69 | 87 | 211626486
CLASSIC | MRSVHC24AS | MUVHC24S |  | 24000 | 24000 | 21.2 | 12.5 | 10.3 | 2.2 | 67 | 76 | 209843008
CLASSIC | MRSVHC24AS | MC4VHC24S |  | 24000 | 25000 | 21.5 | 12.5 | 9.7 | 2.2 | 76 | 74 | 209842998
CLASSIC | MRSVHC12AS | MC4VHC12S |  | 12000 | 12000 | 22.7 | 14 | 10 | 2.27 | 74 | 67 | 209842996
AC PRO.COM | AOX430-18HFN1-MT8W | AUEU-18HRFN1-M(C) |  | 18000 | 20000 | 23 | 12.5 | 10 | 2.08 | 64 | 65 | 209748107
AC PRO.COM | AOX230-12HFN1-MV5W | ACCA3U-12HRFN1-M(C) |  | 12000 | 12000 | 22.7 | 14 | 10 | 2.27 | 74 | 67 | 209748100
CTMorley | MOU-A12H-2 | MIU-A12W-2 |  | 12000 | 12000 | 23.1 | 13 | 10.5 | 1.88 | 86 | 92 | 209694746
BLUERIDGE | BMY12HH26C | BMM12CC2 |  | 12000 | 12500 | 23 | 13 | 10 | 1.8 | 76 | 88 | 209550309
THERMOCORE SYSTEMS | T5HH22S-H224-C | T3-OS224-ESC |  | 24000 | 24000 | 21.2 | 12.5 | 10.3 | 2.2 | 67 | 76 | 209549021
MIDEA | DLCPRAH18AAK | DLFPHAH18XAK |  | 18000 | 18000 | 26.2 | 14.5 | 12 | 1.95 | 68 | 91 | 202463654
KENMORE | DLCPRAH24AAK | DLFPHAH24XAK |  | 22000 | 24000 | 23.5 | 13.7 | 10.5 | 1.94 | 64 | 98 | 202463653
DAY & NIGHT | DLCPRAH24AAK | DLFPHAH24XAK |  | 22000 | 24000 | 23.5 | 13.7 | 10.5 | 1.94 | 64 | 98 | 202463647
COMFORTSTAR | CZP48CD(O) | FPA-48DU |  | 48000 | 50000 | 18.9 | 9.3 | 10 | 1.85 | 58 | 70 | 207658958
COMFORTSTAR | CHF18CD(O) | TPA-18 |  | 16000 | 17000 | 20 | 12.5 | 9.5 | 1.75 | 92 | 94 | 207658951
COMFORTSTAR | CHF09CD(O) | TPA-09 |  | 9000 | 9800 | 20.5 | 13 | 10.3 | 1.8 | 92 | 102 | 207658949
COMFORTSTAR | CHF12CD(O) | CHF12CD(I) |  | 12000 | 12000 | 25.5 | 14 | 10.4 | 1.8 | 83 | 100 | 207658927
COMFORTSTAR | CZP12CD(O) | CHF12CD(I) |  | 12000 | 12000 | 24.6 | 13.7 | 10.7 | 2.39 | 75 | 67 | 207658923
DIRECT AIR | DIRM-09HXPRO28-1Z | DIRM-09HP-WM |  | 9000 | 12000 | 28.1 | 16.2 | 11.5 | 2 | 79 | 88 | 207743724
DIRECT AIR | DIRM-18DA25-1Z | DIRM-18HP-WM |  | 18000 | 19000 | 23.5 | 12.5 | 10.8 | 2.02 | 78 | 59 | 207743721
MOOVAIR | DMA12HOS28230E8 | DUA12HIFU230E5 |  | 12000 | 12000 | 23.6 | 13 | 10 | 1.89 | 80 | 100 | 207742527
MOOVAIR | DMA24HOS25230E8 | DUA24HICU230X5 |  | 24000 | 25000 | 21.5 | 12.5 | 9.7 | 2.2 | 76 | 74 | 207742505
MOOVAIR | DMA09HOS25230E8 | DUA09HICU230X5 |  | 9000 | 10000 | 20 | 13 | 10 | 1.9 | 75 | 74 | 207742502
MOOVAIR | DMA09HOS42230E4 | DMA09HIW42230E4 |  | 9000 | 12000 | 28.5 | 16 | 18 | 1.85 | 87 | 114 | 207742499
MOOVAIR | DMA12HOS28230E8 | DMA12HIW25230E8 |  | 12000 | 12000 | 25.5 | 14 | 10.4 | 1.8 | 83 | 100 | 207742496
MOOVAIR | DMA24HOS25230E8 | DMA24HIW25230E8 |  | 24000 | 25000 | 22 | 14 | 10 | 1.8 | 65 | 62 | 207742493
ELIOS | DEA24HOS28230E8 | DUA24HICU230X5 |  | 24000 | 25000 | 20.5 | 11 | 11.5 | 2 | 84 | 103 | 207742442
ELIOS | DEA09HOS28230E8 | DUA09HICU230X5 |  | 9000 | 9800 | 20.5 | 13 | 10.3 | 1.8 | 92 | 102 | 207742439
ELIOS | DEA18HOS28230E8 | DEA18HIW25230E8 |  | 18000 | 18000 | 21.5 | 12.5 | 11.3 | 1.8 | 83 | 100 | 207742431
ELIOS | DEA18HOS25230E8 | DEA18HIW25230E8 |  | 18000 | 19000 | 23.5 | 12.5 | 10.8 | 2.02 | 78 | 59 | 207742426
C&H | CH-ES18-230VO | CH-18MSPHFC-230VI |  | 18000 | 20000 | 23 | 12.5 | 10 | 2.08 | 64 | 65 | 207742323
C&H | CH-ES09-230VO | CH-09MOLVWM-230VI |  | 9000 | 10000 | 24 | 14.7 | 11.6 | 2.25 | 81 | 75 | 207740512
C&H | CH-HPR18-230VO | CH-18MASTWM-230VI |  | 18000 | 18000 | 21.5 | 12.5 | 11.3 | 1.8 | 83 | 100 | 207740503
Convectair | 8028-C18-O | 8028-C18-I |  | 18000 | 18000 | 21.5 | 12.5 | 11.3 | 1.8 | 83 | 100 | 207709206
MAXI AIR | YS21F-18HRDN1 | YS21F-18HRDN1 |  | 18000 | 18000 | 23.7 | 13.5 | 10.3 | 2.39 | 78 | 69 | 203238010
LENNOX | MPC018S4S-1P | MCFB018S4-*P |  | 18000 | 20000 | 23 | 12.5 | 9.9 | 2.08 | 64 | 65 | 211034430
LENNOX | MPC024S4S-1P | M33C024S4-*P |  | 23600 | 26000 | 21.5 | 12.3 | 9.6 | 2.2 | 73 | 71 | 211034437
LENNOX | MLB018S4S-1P | MWMC018S4-*P |  | 18000 | 18000 | 21.5 | 12.5 | 11.2 | 1.8 | 83 | 100 | 211034442
LENNOX | MLB012S4S-1P | MFMA012S4-*P |  | 12000 | 12000 | 23.6 | 13 | 10 | 1.89 | 80 | 100 | 211034450
LENNOX | MLB024S4S-1P | MCFA024S4-*P |  | 24000 | 25000 | 20.5 | 11.7 | 11 | 2.1 | 76 | 100 | 211034452
LENNOX | MLB009S4S-1P | M22A009S4-*P |  | 9000 | 9800 | 20.5 | 13 | 10.2 | 1.8 | 92 | 102 | 211034455
LENNOX | MLB012S4S-1P | MFMA012S4* |  | 12000 | 12000 | 23.6 | 13 | 10 | 1.89 | 80 | 100 | 210665637
LENNOX | MLB012S4S-1P | M22A012S4* |  | 12000 | 12000 | 22.3 | 12.7 | 10.2 | 1.89 | 83 | 94 | 210665643
LENNOX | MLB036S4S-2P | M33C036S4* |  | 36000 | 40000 | 19.4 | 9.5 | 10.5 | 1.85 | 83 | 100 | 210665646
C&H | CH-ES09-115VO | CH-B09OLVWM-115VI |  | 9000 | 10000 | 23 | 13.8 | 9.8 | 2.06 | 59 | 67 | 210665985
C&H | CH-HPR06F9-230VO | CH-B06MOLVWM-230VI |  | 6000 | 7000 | 23.5 | 15 | 12 | 1.84 | 107 | 101 | 210665987
C&H | CH-HPR12-230VO | CH-B12MOLVWM-230VI |  | 12000 | 12000 | 23.1 | 13 | 10.5 | 1.88 | 86 | 92 | 210665993
Cooper&Hunter | CH-HPR09-230VO | CH-09MASTWM-230VI |  | 9000 | 12000 | 28.1 | 16.2 | 11.5 | 2 | 79 | 88 | 210799548
Cooper&Hunter | CH-HPR24-230VO | CH-24MOLVWM-230VI |  | 23000 | 26000 | 22.3 | 12.5 | 10.3 | 1.8 | 73 | 88 | 210799569
CTMorley | MOU-A55LH-2 | MIU-A60LF-2 |  | 55000 | 60000 | 17.3 | 9 | 10.2 | 1.97 | 67 | 94 | 210191034
SENVILLE | SENA/12HF/OQ | SENA-12HF-IFU |  | 12000 | 12000 | 24.2 | 13.3 | 10.7 | 1.99 | 85 | 99 | 210372990
Clearity | MOX330-12HFN1-MW5W | MSEPB-12HRFN1-MW5W(GA) |  | 12000 | 12000 | 25.5 | 14 | 10.4 | 1.8 | 83 | 100 | 210568095
Durastar | DRA1U09S1B | DRAW06F1B |  | 6000 | 7000 | 23.5 | 15 | 12 | 1.84 | 107 | 101 | 210568097
Durastar | DRA1H18S1A | DRAL18F1A |  | 16700 | 20000 | 19.8 | 12.5 | 11.2 | 1.93 | 73 | 84 | 210568105
Durastar | DRA1U18S1B | DRAL18F1A |  | 18000 | 19000 | 21.8 | 12.5 | 10.7 | 2.3 | 64 | 69 | 210568108
Durastar | DRA1H24S1A | DRAC24F1B |  | 24000 | 25000 | 20.5 | 11 | 11.5 | 2 | 84 | 103 | 210568114
Durastar | DRA1H18S1A | DRAF18F1A |  | 17000 | 18000 | 20.5 | 12.5 | 9.8 | 1.86 | 67 | 93 | 210568119
KERR | A-KMH18SV-1 | B-KMH18UU-1 |  | 17000 | 18000 | 20.5 | 12.5 | 9.8 | 1.86 | 67 | 93 | 210568250
KERR | A-KMH12SV-1 | B-KMH12FU-1 |  | 12000 | 12000 | 23.6 | 13 | 10 | 1.89 | 80 | 100 | 210568251
ECO AC | EHH-O18BB | EHH-C18BA |  | 16000 | 19000 | 20.5 | 12.5 | 10.5 | 2.16 | 63 | 67 | 210586148
Kanartic | KEOS-18UHE-NA | KEOS-18UHE-NA |  | 18000 | 18000 | 22 | 13 | 10.6 | 1.89 | 62 | 96 | 208836317
ApooDr | AGN24-09H1B | AGN24-09H1A |  | 9000 | 10000 | 23 | 13.8 | 9.8 | 2.06 | 59 | 67 | 209157089
ApooDr | AGN24-09H220V1B | AGN24-09H220V1A |  | 9000 | 10000 | 24 | 14.7 | 11.6 | 2.25 | 81 | 75 | 209157090
ApooDr | AGN24-12H1B | AGN24-12H1A |  | 12000 | 12000 | 22.7 | 12.5 | 10.4 | 2.06 | 74 | 56 | 209157091
MDV | MOX230-09HFN1-MY2W | MFA2U-09HRFN1-MY6W |  | 9000 | 9000 | 25.6 | 14.7 | 12.5 | 2.38 | 104 | 92 | 209248925
MDV | MOX230-12HFN1-MV5W | MFA2U-12HRFN1-MW5W |  | 12000 | 12000 | 25 | 13 | 11 | 2.38 | 77 | 70 | 209248926
MDV | MOX430-18HFN1-MU0W | MCBU-18HRFN1-MU2W |  | 18000 | 19000 | 21.8 | 12.5 | 10.7 | 2.3 | 64 | 69 | 209270208
MDV | MOX230-12HFN1-MV5W | MCBU-12HRFN1-MV0W |  | 12000 | 12500 | 22 | 12.6 | 9.8 | 2.21 | 62 | 62 | 209270212
MDV | MOX230-09HFN1-MW5W | MCBU-06HRFN1-MV0W |  | 6500 | 7100 | 22 | 14.5 | 10.8 | 2 | 80 | 113 | 209270213
DAY & NIGHT | DLCSRBH18AAK | DLFCCAH18XAK |  | 16700 | 20000 | 19.8 | 12.5 | 11.2 | 1.93 | 73 | 84 | 209270256
HEIL | DLCSRBH18AAK | DLFCCAH18XAK |  | 16700 | 20000 | 19.8 | 12.5 | 11.2 | 1.93 | 73 | 84 | 209270260
TEMPSTAR | DLCSRBH18AAK | DLFCCAH18XAK |  | 16700 | 20000 | 19.8 | 12.5 | 11.2 | 1.93 | 73 | 84 | 209270276
AIRQUEST | DLCSRBH18AAK | DLFCCAH18XAK |  | 16700 | 20000 | 19.8 | 12.5 | 11.2 | 1.93 | 73 | 84 | 209270284
CARRIER | 38MARBQ18AA3 | 40MCCAQ18XA3 |  | 16700 | 20000 | 19.8 | 12.5 | 11.2 | 1.93 | 73 | 84 | 209270290
BRYANT | 38MARBQ18AA3 | 40MCCAQ18XA3 |  | 16700 | 20000 | 19.8 | 12.5 | 11.2 | 1.93 | 73 | 84 | 209270294
Olimpia Splendid | OS-CENIH18EI | OS-SENIH18EI |  | 18000 | 18000 | 24 | 13.5 | 10.5 | 2.44 | 78 | 71 | 207506894
NOVAIR | LEA09SZ35SK-O | LEA09UUSK-I |  | 9000 | 12000 | 26.4 | 15.8 | 11.6 | 1.85 | 78 | 92 | 207526947
MDV | MOX430-12HFN1-MZ60W | MSOP1B-12HRFN1-MZ60W |  | 12000 | 12000 | 27 | 14 | 12 | 1.85 | 87 | 114 | 207591140
MDV | MOX430-09HFN1-MZG5W | MSEPC-09HRFN1-MZB5W |  | 9000 | 12000 | 29 | 16.5 | 22 | 1.86 | 95 | 113 | 207591143
KARDA | 3KARDA12SZO | 1KARDA12UVW |  | 12000 | 12000 | 23.6 | 13.5 | 9.5 | 1.8 | 63 | 83 | 207614052
PERFECTAIRE | 3PAMSHH24-SZO | 3PAMSHH24-UVW |  | 23000 | 26000 | 22.3 | 12.5 | 10.3 | 1.8 | 73 | 88 | 207614056
BRYANT | 38MPRBQ09AA3 | 619PHBQ09XA3 |  | 9000 | 12000 | 28.5 | 16 | 18 | 1.85 | 87 | 114 | 207614951
MIDEA | 38MPRBQ12AA3 | DHMPHBQ12XA3 |  | 12000 | 12000 | 27 | 14 | 12 | 1.85 | 87 | 114 | 207614958
DAY & NIGHT | DLCPRBH09AAK | DLFPHBH09XAK |  | 9000 | 12000 | 27 | 16 | 17.5 | 1.85 | 87 | 114 | 207614963
KEEPRITE | DLCSRBH12AAJ | DLFSHBH12XAJ |  | 12000 | 12000 | 22.7 | 12.5 | 10.4 | 2.06 | 74 | 56 | 206361888
KEEPRITE | DLCSRBH18AAK | DLFSHBH18XAK |  | 18000 | 18000 | 22 | 13 | 10.6 | 1.89 | 62 | 96 | 206361891
KENMORE | DLCSRBH12AAK | DLFSHBH12XAK |  | 12000 | 12000 | 23.1 | 13 | 10.5 | 1.88 | 86 | 92 | 206361895
KENMORE | DLCSRBH24AAK | DLFSHBH24XAK |  | 23000 | 26000 | 22.3 | 12.5 | 10.3 | 1.8 | 73 | 88 | 206361897
MIDEA | DLCSRBH12AAK | DLFSHBH12XAK |  | 12000 | 12000 | 23.1 | 13 | 10.5 | 1.88 | 86 | 92 | 206361900
TEMPSTAR | DLCSRBH18AAK | DLFSHBH18XAK |  | 18000 | 18000 | 22 | 13 | 10.6 | 1.89 | 62 | 96 | 206361906
SMART COMFORT | DLCSRBH09AAK | DLFSHBH09XAK |  | 9000 | 12000 | 26.4 | 15.8 | 11.6 | 1.85 | 78 | 92 | 206361909
BRYANT | 38MARBQ24AA3 | 619PEQ024BBMA |  | 21600 | 23400 | 18.9 | 11.7 | 10.4 | 1.89 | 83 | 100 | 206400651
PAYNE | 38MARBQ24AA3 | DHMSHAQ24XA3 |  | 21600 | 23400 | 18.9 | 11.7 | 10.4 | 1.89 | 83 | 100 | 206400657
FRANKLIN | MSH123E23MCAA | MSH123E23AXAA |  | 12000 | 12000 | 23.6 | 13.5 | 9.5 | 1.8 | 63 | 83 | 206764063
TEMPSTAR | DLCSRBH12AAK | DLFSHBH12XAK |  | 12000 | 12000 | 23.1 | 13 | 10.5 | 1.88 | 86 | 92 | 206361905
SMART COMFORT | DLCSRBH12AAK | DLFSHBH12XAK |  | 12000 | 12000 | 23.1 | 13 | 10.5 | 1.88 | 86 | 92 | 206361910
SMART COMFORT | DLCSRBH18AAK | DLFSHBH18XAK |  | 18000 | 18000 | 22 | 13 | 10.6 | 1.89 | 62 | 96 | 206361911
AIRQUEST | DLCSRBH12AAK | DLFSHBH12XAK |  | 12000 | 12000 | 23.1 | 13 | 10.5 | 1.88 | 86 | 92 | 206361915
AIRQUEST | DLCSRBH18AAK | DLFSHBH18XAK |  | 18000 | 18000 | 22 | 13 | 10.6 | 1.89 | 62 | 96 | 206361916
ARCOAIRE | DLCSRBH09AAK | DLFSCAH09XAK |  | 9000 | 9800 | 20.5 | 13 | 10.3 | 1.8 | 92 | 102 | 206350382
ARCOAIRE | DLCSRBH24AAK | DLFSFAH24XAK |  | 24000 | 25000 | 20.5 | 11.7 | 11 | 2.1 | 76 | 100 | 206350392
COMFORTMAKER | DLCSRBH18AAK | DLFSFAH18XAK |  | 17000 | 18000 | 20.5 | 12.5 | 9.8 | 1.86 | 67 | 93 | 206350400
DAY & NIGHT | DLCSRBH09AAK | DLFSCAH09XAK |  | 9000 | 9800 | 20.5 | 13 | 10.3 | 1.8 | 92 | 102 | 206350404
DAY & NIGHT | DLCSRBH12AAK | DLFSFAH12XAK |  | 12000 | 12000 | 23.6 | 13 | 10 | 1.89 | 80 | 100 | 206350408
DAY & NIGHT | DLCSRBH18AAK | DLFSFAH18XAK |  | 17000 | 18000 | 20.5 | 12.5 | 9.8 | 1.86 | 67 | 93 | 206350411
DAY & NIGHT | DLCSRBH24AAK | DLFSFAH24XAK |  | 24000 | 25000 | 20.5 | 11.7 | 11 | 2.1 | 76 | 100 | 206350414
HEIL | DLCSRBH12AAK | DLFSCAH12XAK |  | 12000 | 12000 | 22.3 | 12.7 | 10.2 | 1.89 | 83 | 94 | 206350417
KEEPRITE | DLCSRBH12AAK | DLFSFAH12XAK |  | 12000 | 12000 | 23.6 | 13 | 10 | 1.89 | 80 | 100 | 206350430
KENMORE | DLCSRBH09AAK | DLFSCAH09XAK |  | 9000 | 9800 | 20.5 | 13 | 10.3 | 1.8 | 92 | 102 | 206350437
MIDEA | DLCSRBH12AAK | DLFSFAH12XAK |  | 12000 | 12000 | 23.6 | 13 | 10 | 1.89 | 80 | 100 | 206350452
MIDEA | DLCSRBH18AAK | DLFSFAH18XAK |  | 17000 | 18000 | 20.5 | 12.5 | 9.8 | 1.86 | 67 | 93 | 206350455
TEMPSTAR | DLCSRBH09AAK | DLFSCAH09XAK |  | 9000 | 9800 | 20.5 | 13 | 10.3 | 1.8 | 92 | 102 | 206350459
TEMPSTAR | DLCSRBH18AAK | DLFSCAH18XAK |  | 16000 | 17000 | 20 | 12.5 | 9.5 | 1.75 | 92 | 94 | 206350464
SMART COMFORT | DLCSRBH12AAK | DLFSCAH12XAK |  | 12000 | 12000 | 22.3 | 12.7 | 10.2 | 1.89 | 83 | 94 | 206350472
SMART COMFORT | DLCSRBH12AAK | DLFSFAH12XAK |  | 12000 | 12000 | 23.6 | 13 | 10 | 1.89 | 80 | 100 | 206350474
MDV | MOX330-12HFN1-MW5W | MSEPB-12HRFN1-MW5W(GA) |  | 12000 | 12000 | 25.5 | 14 | 10.4 | 1.8 | 83 | 100 | 205993846
MDV | MOX330-12HFN1-MW5W | CS11M-12HRFN1-MU5W |  | 12000 | 12000 | 23.6 | 13.5 | 9.5 | 1.8 | 63 | 83 | 205993853
THERMOCORE SYSTEMS | T5HH22S-H218-C | T3-OS218-ESC |  | 18000 | 20000 | 23 | 12.5 | 10 | 2.08 | 64 | 65 | 209549020
THERMOCORE SYSTEMS | T5HH22S-H218-C | T3-OS218-EC |  | 16000 | 19000 | 20.5 | 12.5 | 10.5 | 2.16 | 63 | 67 | 209549013
THERMOCORE SYSTEMS | T5HH26S-H212-C | T3-OS212-EC |  | 12000 | 12000 | 22.7 | 14 | 10 | 2.27 | 74 | 67 | 209549012
THERMOCORE SYSTEMS | T5HH22S-H224-C | T5HH22S-H224-E |  | 24000 | 29000 | 21.5 | 13 | 11.4 | 2.21 | 73 | 86 | 209549010
THERMOCORE SYSTEMS | T5HH22S-H218-C | T5HH22S-H218-E |  | 18000 | 18000 | 21.5 | 12.5 | 11.3 | 1.8 | 83 | 100 | 209549009
THERMOCORE SYSTEMS | T5HH28S-H209-C | T5HH28S-H209-E |  | 9000 | 12000 | 28.1 | 16.2 | 11.5 | 2 | 79 | 88 | 209549007
MIDEA | 38MARBQ09AA3 | 40MCCAQ09XA3 |  | 9000 | 10900 | 24 | 13 | 12.4 | 1.8 | 90 | 96 | 209270305
Weathermaker | 38MARBQ09AA3 | 40MCCAQ09XA3 |  | 9000 | 10900 | 24 | 13 | 12.4 | 1.8 | 90 | 96 | 209270301
LENNOX | MLB024S4S-1P | MWMC024S4* |  | 24000 | 29000 | 21.5 | 13 | 11.4 | 2.21 | 73 | 86 | 210665630
LENNOX | MLB012S4S-1P | MWMC012S4* |  | 12000 | 12000 | 25.5 | 13.5 | 10.4 | 1.8 | 83 | 100 | 210665628
LENNOX | MPC048S4S-1P | MCFA048S4* |  | 48000 | 50000 | 18.9 | 9.1 | 9.7 | 1.85 | 58 | 70 | 210665620
LENNOX | MPC024S4S-1P | MCFA024S4* |  | 24000 | 24000 | 21.2 | 12.5 | 10.2 | 2.2 | 67 | 76 | 210665618
LENNOX | MPC012S4S-1P | MFMA012S4* |  | 12000 | 12000 | 22.7 | 13 | 10.2 | 2.26 | 75 | 70 | 210665616
LENNOX | MPC009S4S-1P | MWMC009S4* |  | 9000 | 10000 | 25.5 | 15 | 11.9 | 2.17 | 85 | 75 | 210665603
Alsetria | MOX230-09HFN1-MW5W | CCA3U-09HRFN1-M(C) |  | 9000 | 10000 | 20 | 13 | 10 | 1.9 | 75 | 74 | 211644031
Mitsutomo | HO-SZ18-AB-Q | HJ-UZ18-AB-Q |  | 16700 | 20000 | 19.8 | 12.5 | 11.2 | 1.93 | 73 | 84 | 211306400
Mitsutomo | HO-SZ09-AB-Q | HW-SZ09-AB-Q |  | 9000 | 12000 | 26.4 | 15.8 | 11.6 | 1.85 | 78 | 92 | 211306393
Breeze33 | HSZ18H424ZMO | FC18H424ZMI |  | 17000 | 18000 | 20.5 | 12.5 | 9.8 | 1.86 | 67 | 93 | 211277592
Breeze33 | HSZ18H424ZMO | SCA18H424ZMI |  | 16700 | 20000 | 19.8 | 12.5 | 11.2 | 1.93 | 73 | 84 | 211277589
CanAir | C25SCH12H21 | C28SEH12H21 |  | 12000 | 12000 | 24.6 | 13.7 | 10.7 | 2.39 | 75 | 67 | 211253521
LPS Legacy | DLCSRBH06AAK | DLFCCAH06XAK |  | 6500 | 7100 | 22 | 14.5 | 10.8 | 2 | 80 | 113 | 211756598
LPS Legacy | DLCSRBH12AAK | DLFSOAH18XAK |  | 12000 | 12500 | 23 | 13 | 10 | 1.8 | 76 | 88 | 211756595
LPS Legacy | DLCSRBH24AAK | DLFSHCH24XAK |  | 24000 | 29000 | 21.5 | 13 | 11.4 | 2.21 | 73 | 86 | 211756584
LPS Legacy | DLCSRBH18AAK | DLFSFAH18XAK |  | 17000 | 18000 | 20.5 | 12.5 | 9.8 | 1.86 | 67 | 93 | 211756574
LPS Legacy | DLCPRBH12AAK | DLFPHBH12XAK |  | 12000 | 12000 | 25.3 | 14 | 11.7 | 1.85 | 87 | 114 | 211756562
LPS Legacy | DLCPRBH09AAK | DLFPHBH09XAK |  | 9000 | 12000 | 27 | 16 | 17.5 | 1.85 | 87 | 114 | 211756561
LPS Legacy | DLCPRAH18AAK | DLFPHAH18XAK |  | 18000 | 18000 | 26.2 | 14.5 | 12 | 1.95 | 68 | 91 | 211756552
LPS Legacy | DLCSRBH12AAJ | DLFSHBH12XAJ |  | 12000 | 12000 | 22.7 | 12.5 | 10.4 | 2.06 | 74 | 56 | 211756518
LPS Legacy | DLCSRBH12AAJ | DLFSHCH12XAJ |  | 12000 | 12000 | 23.5 | 13 | 10 | 2.16 | 70 | 57 | 211756514
MDV | MOD30-33HFN1-MSR0W | MSAGF-33HRFN1-MSR0W |  | 33000 | 35000 | 20 | 11.7 | 10 | 1.8 | 79 | 99 | 211749869
Star Air Kontrol | SAK-24-CC(OD)/220VOLT | SAK-24-20CC/220(IN) |  | 24000 | 25000 | 21.5 | 12.5 | 9.7 | 2.2 | 76 | 74 | 211726525
NOVAIR | LEA24SZ25SK-O | 2LEA24UUSK-I |  | 24000 | 25000 | 22 | 14 | 10 | 1.8 | 65 | 62 | 211709680
NOVAIR | LEA12SZ25SK-O | 2LEA12UUSK-I |  | 12000 | 12000 | 24.6 | 13.7 | 10.7 | 2.39 | 75 | 67 | 211709678
Alsetria | MOX230-09HFN1-MW5W | MCBU-06HRFN1-MV0W |  | 6500 | 7100 | 22 | 14.5 | 10.8 | 2 | 80 | 113 | 211644098
ECO-AIR | MOX430-17HFN1-MT0W | MCBU-18HRFN1-MU2W |  | 16700 | 20000 | 19.8 | 12.5 | 11.2 | 1.93 | 73 | 84 | 211644095
ECO-AIR | MOX230-09HFN1-MW5W | MCBU-06HRFN1-MV0W |  | 6500 | 7100 | 22 | 14.5 | 10.8 | 2 | 80 | 113 | 211644092
ECO-AIR | MOX430-18HFN1-MU0W | CCA3U-18HRFN1-M(C) |  | 16000 | 19000 | 20.5 | 12.5 | 10.5 | 2.16 | 63 | 67 | 211644058
ECO-AIR | MOX230-12HFN1-MV5W | CCA3U-12HRFN1-M(C) |  | 12000 | 12000 | 22.7 | 14 | 10 | 2.27 | 74 | 67 | 211644057
Star Air Kontrol | SAK-12-22MS/110 | SAK-12-22MS/110 |  | 12000 | 12000 | 22.7 | 12.5 | 10 | 2 | 70 | 54 | 211504104
Mitsutomo | HO-SZ09-AB-Q | HJ-UZ09-AB-Q |  | 9000 | 10900 | 24 | 13 | 12.4 | 1.8 | 90 | 96 | 211306398
Mitsutomo | HO-SZ18-AB-Q | HW-SZ18-AB-Q |  | 18000 | 18000 | 22 | 13 | 10.6 | 1.89 | 62 | 96 | 211306395
Mitsutomo | HO-SZ06-AB-Q | HW-SZ06-AB-Q |  | 6000 | 7000 | 23.5 | 15 | 12 | 1.84 | 107 | 101 | 211306392
Breeze33 | HSZ24H424ZMO | CA24H424ZMI |  | 24000 | 25000 | 20.5 | 11 | 11.5 | 2 | 84 | 103 | 211277593
Breeze33 | BZ33-HYP18OUT2-G2-P | BZ33-OWCASS18-G2-P |  | 16700 | 20000 | 19.8 | 12.5 | 11.2 | 1.93 | 73 | 84 | 211273236
Weathermaker | 38MARBQ12AA3 | DHMAHBQ12XA3 |  | 12000 | 12000 | 25.5 | 14 | 10.4 | 1.8 | 83 | 100 | 206350324
Weathermaker | 38MARBQ09AA3 | DHMAHBQ09XA3 |  | 9000 | 12000 | 28.1 | 16.2 | 11.5 | 2 | 79 | 88 | 206350323
MIDEA | 38MARBQ24AA3 | DHMAHBQ24XA3 |  | 24000 | 29000 | 21.5 | 13 | 11.4 | 2.21 | 73 | 86 | 206350321
MIDEA | 38MARBQ18AA3 | DHMAHBQ18XA3 |  | 18000 | 18000 | 21.5 | 12.5 | 11.3 | 1.8 | 83 | 100 | 206350320
MIDEA | 38MARBQ09AA3 | DHMAHBQ09XA3 |  | 9000 | 12000 | 28.1 | 16.2 | 11.5 | 2 | 79 | 88 | 206350318
FRANKLIN | MSH123E23MCAA | MST123E20ACAA |  | 12000 | 12000 | 22.3 | 12.7 | 10.2 | 1.89 | 83 | 94 | 206900433
GOODMAN | MSH183E23MCAA | MST183E20ACAA |  | 16000 | 17000 | 20 | 12.5 | 9.5 | 1.75 | 92 | 94 | 206900426
Weathermaker | 38MARBQ12AA3 | DHMSHAQ12XA3 |  | 12000 | 12000 | 23.6 | 13.5 | 9.5 | 1.8 | 63 | 83 | 206400667
MIDEA | 38MARBQ12AA3 | DHMSHAQ12XA3 |  | 12000 | 12000 | 23.6 | 13.5 | 9.5 | 1.8 | 63 | 83 | 206400661
MDV | MOX230-12HFN1-MV5W | MSEPB-12HRFN1-MW5W(GA) |  | 12000 | 12000 | 24.6 | 13.7 | 10.7 | 2.39 | 75 | 67 | 206369559
AIRQUEST | DLCPRAH24AAK | DLFPHAH24XAK |  | 22000 | 24000 | 23.5 | 13.7 | 10.5 | 1.94 | 64 | 98 | 203966571
HEIL | DLCSRBH24AAK | DLFSHBH24XAK |  | 23000 | 26000 | 22.3 | 12.5 | 10.3 | 1.8 | 73 | 88 | 206361887
HEIL | DLCSRBH12AAK | DLFSHBH12XAK |  | 12000 | 12000 | 23.1 | 13 | 10.5 | 1.88 | 86 | 92 | 206361885
COMFORTMAKER | DLCSRBH18AAK | DLFSHBH18XAK |  | 18000 | 18000 | 22 | 13 | 10.6 | 1.89 | 62 | 96 | 206361876
COMFORTMAKER | DLCSRBH09AAK | DLFSHBH09XAK |  | 9000 | 12000 | 26.4 | 15.8 | 11.6 | 1.85 | 78 | 92 | 206361874
COMFORTMAKER | DLCSRBH12AAJ | DLFSHBH12XAJ |  | 12000 | 12000 | 22.7 | 12.5 | 10.4 | 2.06 | 74 | 56 | 206361873
ARCOAIRE | DLCSRBH12AAK | DLFSHBH12XAK |  | 12000 | 12000 | 23.1 | 13 | 10.5 | 1.88 | 86 | 92 | 206361870
ARCOAIRE | DLCSRBH12AAJ | DLFSHBH12XAJ |  | 12000 | 12000 | 22.7 | 12.5 | 10.4 | 2.06 | 74 | 56 | 206361868
MDV | MOX330-09HFN1-MY5W | MSAG11B-09HRFN1-MX7W(GA) |  | 9000 | 12000 | 26.4 | 15.8 | 11.6 | 1.85 | 78 | 92 | 206361860
MDV | MOX430-18HFN1-MT8W | MSAG11D-18HRFN1-MT8W |  | 18000 | 18000 | 24 | 13.5 | 10.5 | 2.44 | 78 | 71 | 206361859
AIRQUEST | DLCSRBH18AAK | DLFSFAH18XAK |  | 17000 | 18000 | 20.5 | 12.5 | 9.8 | 1.86 | 67 | 93 | 206350488
AIRQUEST | DLCSRBH12AAK | DLFSCAH12XAK |  | 12000 | 12000 | 22.3 | 12.7 | 10.2 | 1.89 | 83 | 94 | 206350483
AIRQUEST | DLCSRBH09AAK | DLFSCAH09XAK |  | 9000 | 9800 | 20.5 | 13 | 10.3 | 1.8 | 92 | 102 | 206350481
HEIL | DLCSRBH06AAK | DLFSHCH06XAK |  | 6000 | 7000 | 26.5 | 15.8 | 13.6 | 2.1 | 121 | 107 | 208447645
DAY & NIGHT | DLCSRBH09AAK | DLFSHCH09XAK |  | 9000 | 12000 | 28.1 | 16.2 | 11.5 | 2 | 79 | 88 | 208447633
COMFORTMAKER | DLCSRBH09AAK | DLFSHCH09XAK |  | 9000 | 12000 | 28.1 | 16.2 | 11.5 | 2 | 79 | 88 | 208447625
SUNCHILLERS | 12WODU-UL | 12WIDU-UL |  | 12000 | 12000 | 24.6 | 13.7 | 10.7 | 2.39 | 75 | 67 | 208447610
SUNCHILLERS | 9WODU-UL | 9WIDU-UL |  | 9000 | 10000 | 25.5 | 15 | 12.3 | 2.17 | 85 | 75 | 208447609
TRUST AIR CONDITIONERS | OUS48H/O4S41P | IUMFC48H/I41P |  | 48000 | 50000 | 18.9 | 9.3 | 10 | 1.85 | 58 | 70 | 208280163
PIONEER | YN018GMFI22RPE | CB018GMFILCFHD |  | 16000 | 19000 | 20.5 | 12.5 | 10.5 | 2.16 | 63 | 67 | 208191863
PIONEER | YN012GMFI22RPE | CB012GMFILCFHD |  | 12000 | 12000 | 22.7 | 14 | 10 | 2.27 | 74 | 67 | 208191861
BOSCH | BMS500-AAS024-1CSXHC | BMS500-AAU024-1AHWXB |  | 21600 | 23400 | 18.9 | 11.7 | 10.4 | 1.89 | 83 | 100 | 208157119
Clearity | MOX430-17HFN1-MT0W | MSEPC-18HRFN1-MU0W |  | 18000 | 18000 | 21.5 | 12.5 | 11.3 | 1.8 | 83 | 100 | 208141286
KERR | A-KMH24SU-1 | B-KMH24SV-1 |  | 24000 | 29000 | 21.5 | 13 | 11.4 | 2.21 | 73 | 86 | 208141201
COMFORT-AIRE | A-KMH24SU-1 | B-KMH24SV-1 |  | 24000 | 29000 | 21.5 | 13 | 11.4 | 2.21 | 73 | 86 | 208141189
COMFORT-AIRE | A-VMH24SV-1 | B-VMH24SU-1 |  | 21600 | 23400 | 18.9 | 11.7 | 10.4 | 1.89 | 83 | 100 | 208141170
DUCTLESSAIRE | DA1821-H2-O* | DA1821-H2-I* |  | 18000 | 18000 | 23.7 | 13.5 | 10.3 | 2.39 | 78 | 69 | 208136308
TRUST AIR CONDITIONERS | OAH18H/O4S4P | IUMC418H/I41P |  | 16000 | 17000 | 20 | 12.5 | 9.5 | 1.75 | 92 | 94 | 208816924
TRUST AIR CONDITIONERS | OAH12H/O4S4P | IUMW112H/I41P |  | 12000 | 12000 | 25.5 | 14 | 10.4 | 1.8 | 83 | 100 | 208816915
TRUST AIR CONDITIONERS | OUS24H/O4S4P | IUMW124H/I41P |  | 24000 | 25000 | 22 | 14 | 10 | 1.8 | 65 | 62 | 208816912
TRUST AIR CONDITIONERS | OUS09H/O4S4P | IUMW109H/I41P |  | 9000 | 10000 | 25.5 | 15 | 12.3 | 2.17 | 85 | 75 | 208816909
SEA BREEZE+ | HSZ18H424ZMO | WM18H424ZMI |  | 18000 | 18000 | 22 | 13 | 10.6 | 1.89 | 62 | 96 | 208816890
NAKS | NAKS-SPLIT AC-18K-ODU-208-230 | NAKS-SPLIT AC-18K-IDU-208-230 |  | 18000 | 18000 | 24 | 13.5 | 10.5 | 2.44 | 78 | 71 | 208674983
MIDEA | MOX430-18HFN1-MU0W | MUEU-18HRFN1-M(C) |  | 18000 | 20000 | 23 | 12.5 | 10 | 2.08 | 64 | 65 | 208568359
MIDEA | MOX230-12HFN1-MV5W | MSEPB-12HRFN1-MW5W(GA) |  | 12000 | 12000 | 24.6 | 13.7 | 10.7 | 2.39 | 75 | 67 | 208568348
KLIMAIRE | KSIE012-H120-O-2 | KSIE012-H120-IW-2 |  | 12000 | 12000 | 22.7 | 12.5 | 10 | 2 | 70 | 54 | 209862148
MDV | MOX230-09HFN1-BW0Q1W | MSABB-09HRFN1-BW0Q1W |  | 9000 | 9900 | 25 | 14.5 | 10.8 | 1.96 | 81 | 65 | 209847238
MDV | MOX230-09HFN1-BW0W | MSEPB-09HRFN1-BW0W |  | 9000 | 10000 | 25 | 14.5 | 9.9 | 2.16 | 62 | 68 | 209847237
CTMorley | MOU-A18H-2 | MIU-A18C-2 |  | 16000 | 17000 | 20 | 12.5 | 9.5 | 1.75 | 92 | 94 | 209843061
AC PRO.COM | AOX430-18HFN1-MT8W | ASEPC-18HRFN1-MU0W |  | 18000 | 19000 | 23.5 | 12.5 | 10.8 | 2.02 | 78 | 59 | 209843057
PolarWave | ACIQ-24ZPL-HP230B | ACIQ-24FM-HH-MB |  | 24000 | 25000 | 20.5 | 11.7 | 11 | 2.1 | 76 | 100 | 212316084
PolarWave | ACIQ-36ZPL-HP230B | ACIQ-36CC-HH-MB |  | 36000 | 40000 | 19.4 | 9.5 | 10.5 | 1.85 | 83 | 100 | 212316103
PolarWave | ACIQ-12ZPL-HP230B | SCC-1218-HH-M |  | 12000 | 12500 | 23 | 13 | 10 | 1.8 | 76 | 88 | 212316113
PolarWave | ACIQ-18ZPL-HP230B | SCC-1218-HH-M |  | 16700 | 20000 | 19.8 | 12.5 | 11.2 | 1.93 | 73 | 84 | 212316114
STEALTH | ACIQ-24ZPL-HP230B | ACIQ-24W-HH-MB |  | 24000 | 29000 | 21.5 | 13 | 11.4 | 2.21 | 73 | 86 | 212316160
STEALTH | ACIQ-12ZPL-HP230B | ACIQ-12CC-HH-MB |  | 12000 | 12000 | 22.3 | 12.7 | 10.2 | 1.89 | 83 | 94 | 212316162
STEALTH | ACIQ-09ZPL-HP230B | ACIQ-09W-HH-MC |  | 9000 | 12000 | 28.1 | 16.2 | 11.5 | 2 | 79 | 88 | 212316185
STEALTH | ACIQ-36ZPL-HP230B | ACIQ-36CC-HH-MB |  | 36000 | 40000 | 19.4 | 9.5 | 10.5 | 1.85 | 83 | 100 | 212316189
STEALTH | ACIQ-12ZPL-HP230B | SCC-1218-HH-M |  | 12000 | 12500 | 23 | 13 | 10 | 1.8 | 76 | 88 | 212316199
Custom Comfort | CCOXHASZ12HP | CCOXHA4C12 |  | 12000 | 12000 | 22.3 | 12.7 | 10.2 | 1.89 | 83 | 94 | 212365410
Custom Comfort | CCOXHASZ24HP | CCOXHAFC24 |  | 24000 | 25000 | 20.5 | 11.7 | 11 | 2.1 | 76 | 100 | 212365425
Custom Comfort | CCOXHASZ12HP | CCOXHA1C12 |  | 12000 | 12500 | 23 | 13 | 10 | 1.8 | 76 | 88 | 212365431
Custom Comfort | CCOXHASZ17HP | CCOXHA1C18 |  | 16700 | 20000 | 19.8 | 12.5 | 11.2 | 1.93 | 73 | 84 | 212365432
BRYANT | 38MPRAQ12AA3 | 619PHBQ12XA3 |  | 12000 | 12000 | 18.2 | 11 | 10 | 1.82 | 57 | 103 | 212521250
PAYNE | 38MPRAQ12AA3 | DHMPHBQ12XA3 |  | 12000 | 12000 | 18.2 | 11 | 10 | 1.82 | 57 | 103 | 212521252
COMFORTMAKER | DLCPRAH12AAK | DLFPHBH12XAK |  | 12000 | 12000 | 18.2 | 11 | 10 | 1.82 | 57 | 103 | 212521260
HEIL | DLCPRAH12AAK | DLFPHBH12XAK |  | 12000 | 12000 | 18.2 | 11 | 10 | 1.82 | 57 | 103 | 212521264
SMART COMFORT | DLCPRAH12AAK | DLFPHBH12XAK |  | 12000 | 12000 | 18.2 | 11 | 10 | 1.82 | 57 | 103 | 212521274
PAYNE | 38MPRAQ18AA3 | DHMPHBQ18XA3 |  | 18000 | 18000 | 24.1 | 12.4 | 12 | 1.92 | 68 | 89 | 212521281
MIDEA | 38MPRAQ18AA3 | DHMPHBQ18XA3 |  | 18000 | 18000 | 24.1 | 12.4 | 12 | 1.92 | 68 | 89 | 212521283
ARCOAIRE | DLCPRAH18AAK | DLFPHBH18XAK |  | 18000 | 18000 | 24.1 | 12.4 | 12 | 1.92 | 68 | 89 | 212521284
KENMORE | DLCPRAH18AAK | DLFPHBH18XAK |  | 18000 | 18000 | 24.1 | 12.4 | 12 | 1.92 | 68 | 89 | 212521289
LPS Legacy | DLCPRAH18AAK | DLFPHBH18XAK |  | 18000 | 18000 | 24.1 | 12.4 | 12 | 1.92 | 68 | 89 | 212521294
ECO-AIR | MOD33-24HFN1-MT0W | MCD1-24HRFN1-MT0W(GA) |  | 24000 | 25000 | 21.5 | 12.5 | 9.7 | 2.2 | 76 | 74 | 211644059
ECO-AIR | MOE30U-48HFN1-MP0(GA) | MCD1-48HRFN1-M(GA) |  | 48000 | 50000 | 18.5 | 9.5 | 9.8 | 1.98 | 60 | 69 | 211644061
ECO-AIR | MOX430-17HFN1-MT0W | CCA3U-18HRFN1-M(C) |  | 16000 | 17000 | 20 | 12.5 | 9.5 | 1.75 | 92 | 94 | 211644070
Alsetria | MOX230-12HFN1-MV5W | MFA2U-12HRFN1-MW5W |  | 12000 | 12000 | 25 | 13 | 11 | 2.38 | 77 | 70 | 211644096
Alsetria | MOX330-09HFN1-MY5W | MCBU-09HRFN1-MW0W |  | 9000 | 10900 | 24 | 13 | 12.4 | 1.8 | 90 | 96 | 211644099
NOVAIR | LEA09SZ25SK-O | 2LEA09UUSK-I |  | 9000 | 10000 | 25.5 | 15 | 12.3 | 2.17 | 85 | 75 | 211709677
NOVAIR | LEA09SZ25SK-O | 2LEA06UUSK-I |  | 6000 | 7000 | 26.5 | 15.8 | 13.6 | 2.1 | 121 | 107 | 211709681
NOVAIR | LEA24SZ35SK-O | 2LEA24UUSK-I |  | 24000 | 29000 | 21.5 | 13 | 11.4 | 2.21 | 73 | 86 | 211709685
Star Air Kontrol | SAK-12-CC(OD)/220VOLT | SAK-12-20CC/220(IN) |  | 12000 | 12000 | 22.7 | 14 | 10 | 2.27 | 74 | 67 | 211726523
Allied | 4DHP2S12S-1P | D22C112S4-1P |  | 11800 | 12000 | 22.7 | 13.9 | 9.9 | 2.27 | 74 | 67 | 208106657
ELIOS | DEA12HOS25230E8 | DUA12HIFU230E5 |  | 12000 | 12000 | 22.7 | 13 | 10.2 | 2.26 | 75 | 70 | 207742459
MOOVAIR | DMA18HOS25230E8 | DMA18HIW25230E8 |  | 18000 | 19000 | 23.5 | 12.5 | 10.8 | 2.02 | 78 | 59 | 207742492
MOOVAIR | DMA09HOS28230E8 | DMA09HIW25230E8 |  | 9000 | 12000 | 28.1 | 16.2 | 11.5 | 2 | 79 | 88 | 207742495
MOOVAIR | DMA12HOS25230E8 | DUA12HICU230X5 |  | 12000 | 12000 | 22.7 | 14 | 10 | 2.27 | 74 | 67 | 207742503
MOOVAIR | DMA48HOS18230S5 | DUA48HICU230X5 |  | 48000 | 50000 | 18.5 | 9.5 | 9.8 | 1.98 | 60 | 69 | 207742507
MOOVAIR | DMA18HOS28230E8 | DUA18HICU230X5 |  | 16000 | 17000 | 20 | 12.5 | 9.5 | 1.75 | 92 | 94 | 207742510
MOOVAIR | DMA12HOS25230E8 | DUA12HIFU230E5 |  | 12000 | 12000 | 22.7 | 13 | 10.2 | 2.26 | 75 | 70 | 207742528
DIRECT AIR | DIRM-12DA25-1Z | DIRM-12HP-WM |  | 12000 | 12000 | 24.6 | 13.7 | 10.7 | 2.39 | 75 | 67 | 207743720
DIRECT AIR | DIRM-06HXPRO28-1Z | DIRM-06HP-WM |  | 6000 | 7000 | 26.5 | 15.8 | 13.6 | 2.1 | 121 | 107 | 207743723
DIRECT AIR | DIRM-12HXPRO28-1Z | DIRM-12HP-WM |  | 12000 | 12000 | 25.5 | 14 | 10.4 | 1.8 | 83 | 100 | 207743725
DIRECT AIR | DIRM-48LCDA25-1Z | DIRM-48HP-CF |  | 48000 | 50000 | 18.9 | 9.3 | 10 | 1.85 | 58 | 70 | 207743735
DIRECT AIR | DIRM-12HXPRO28-1Z | DIRM-12HP-CO |  | 12000 | 12000 | 23.6 | 13 | 10 | 1.89 | 80 | 100 | 207743765
BOSCH | BMS500-AAS018-1CSXHC | BMS500-AAU018-1AHWXC |  | 18000 | 18000 | 21.5 | 12.5 | 11.3 | 1.8 | 83 | 100 | 207759996
BOSCH | BMS500-AAS009-1CSXHC | BMS500-AAU009-1AHCXB |  | 9000 | 9800 | 20.5 | 13 | 10.3 | 1.8 | 92 | 102 | 207760013
BOSCH | BMS500-AAS018-1CSXHC | BMS500-AAU018-1AHCXB |  | 16000 | 17000 | 20 | 12.5 | 9.5 | 1.75 | 92 | 94 | 207760016
BOSCH | BMS500-AAS048-1CSXLC | BMS500-AAU048-1AHCXC |  | 48000 | 50000 | 18.5 | 9.5 | 9.8 | 1.98 | 60 | 69 | 207760020
COMFORTSTAR | CZP48CD(O) | TIP48 |  | 48000 | 50000 | 18.5 | 9.5 | 9.8 | 1.98 | 60 | 69 | 207765968
COMFORTSTAR | CZP24CD(O) | TIP24 |  | 24000 | 25000 | 21.5 | 12.5 | 9.7 | 2.2 | 76 | 74 | 207765976
Durastar | DRA1U12S1B | DRAW12F1B |  | 12000 | 12000 | 23.1 | 13 | 10.8 | 2.41 | 83 | 70 | 207787131
Durastar | DRA1U09S1B | DRAC09F1A |  | 9000 | 10000 | 20 | 13 | 10 | 1.9 | 75 | 74 | 207787134
Durastar | DRA1U12S1B | DRAS12F1A |  | 12000 | 12000 | 22.7 | 13 | 10.2 | 2.26 | 75 | 70 | 207787138
PERFECTAIRE | 3PAMSHH12-SZO | 3PAMSCH12 |  | 12000 | 12000 | 22.3 | 12.7 | 10.2 | 1.89 | 83 | 94 | 207796629
PERFECTAIRE | 3PAMSHH12-SZO | 3PAMSCONH12 |  | 12000 | 12000 | 23.6 | 13 | 10 | 1.89 | 80 | 100 | 207796631
KARDA | 3KARDA12SZO | 3KARDA12CON |  | 12000 | 12000 | 23.6 | 13 | 10 | 1.89 | 80 | 100 | 207796640
DIRECT AIR | DIRM-24DA25-1Z | DIRM-24HP-CF |  | 24000 | 24000 | 21.2 | 12.5 | 10.3 | 2.2 | 67 | 76 | 207743732
DIRECT AIR | DIRM-09DA25-1Z | DIRM-09HP-CA |  | 9000 | 10000 | 20 | 13 | 10 | 1.9 | 75 | 74 | 207743737
BOSCH | BMS500-AAS012-1CSXRC | BMS500-AAU012-1AHWXC |  | 12000 | 12000 | 24.6 | 13.7 | 10.7 | 2.39 | 75 | 67 | 207759990
BOSCH | BMS500-AAS009-1CSXHC | BMS500-AAU009-1AHWXC |  | 9000 | 12000 | 28.1 | 16.2 | 11.5 | 2 | 79 | 88 | 207759994
BOSCH | BMS500-AAS012-1CSXHC | BMS500-AAU012-1AHWXC |  | 12000 | 12000 | 25.5 | 14 | 10.4 | 1.8 | 83 | 100 | 207759995
Allied | 4DHP2S09S-1P | D22C109S4-1P |  | 9000 | 10000 | 20 | 13 | 10 | 1.9 | 75 | 74 | 208128183
Armstrong Air | 4DHP2S09S-1P | D22C109S4-1P |  | 9000 | 10000 | 20 | 13 | 10 | 1.9 | 75 | 74 | 208128189
CONCORD | 4DHP2S09S-1P | D22C109S4-1P |  | 9000 | 10000 | 20 | 13 | 10 | 1.9 | 75 | 74 | 208128192
SEA BREEZE+ | SZ9H424ZMO | WM6H424ZMI |  | 6000 | 7000 | 23.5 | 15 | 12 | 1.84 | 107 | 101 | 208128266
SEA BREEZE+ | HSZ12H424ZMO | CA12H424ZMI |  | 12000 | 12000 | 22.3 | 12.7 | 10.2 | 1.89 | 83 | 94 | 208128268
LBG Products | LBHB12DUWO | LMHB12DSI |  | 12000 | 12000 | 22.7 | 14 | 10 | 2.27 | 74 | 67 | 208130808
LBG Products | LBHB18DUWO | LMHB18DSI |  | 16000 | 19000 | 20.5 | 12.5 | 10.5 | 2.16 | 63 | 67 | 208130809
LBG Products | LBHB24DUWO | LMHB24DSI |  | 24000 | 25000 | 21.5 | 12.5 | 9.7 | 2.2 | 76 | 74 | 208130810
LBG Products | LUHB48DO | LUHB48DZDI |  | 48000 | 50000 | 18.9 | 9.3 | 10 | 1.85 | 58 | 70 | 208130824
LBG Products | LBHB18DVWO | LBHB18DUWI |  | 18000 | 18000 | 22 | 13 | 10.6 | 1.89 | 62 | 96 | 208130829
LBG Products | LBHB18DVWO | LMHB18DZDI |  | 17000 | 18000 | 20.5 | 12.5 | 9.8 | 1.86 | 67 | 93 | 208130844
DUCTLESSAIRE | DA0921-H2-O* | DA0921-H2-I* |  | 9000 | 10000 | 24 | 14 | 11.4 | 2.18 | 83 | 78 | 208136306
BLUERIDGE | BMY6HH27C | BMY6HH27WM |  | 6000 | 7000 | 26.5 | 15.8 | 13.6 | 2.1 | 121 | 107 | 207826692
MIDEA | MOD33-24HFN1-MT0W | MSEPD-24HRFN1-MU0W |  | 24000 | 25000 | 22 | 14 | 10 | 1.8 | 65 | 62 | 207826696
AC PRO.COM | AOX230-12HFN1-MV5W | ASEPB-12HRFN1-MW5W(GA) |  | 12000 | 12000 | 24.6 | 13.7 | 10.7 | 2.39 | 75 | 67 | 207827146
AC PRO.COM | AOX330-09HFN1-MY5W | ACCA3U-09HRFN1-M |  | 9000 | 9800 | 20.5 | 13 | 10.3 | 1.8 | 92 | 102 | 207827151
AC PRO.COM | AOX330-12HFN1-MW5W | ACCA3U-12HRFN1-M |  | 12000 | 12000 | 22.3 | 12.7 | 10.2 | 1.89 | 83 | 94 | 207827152
AC PRO.COM | AOX430-17HFN1-MT0W | ACCA3U-18HRFN1-M |  | 16000 | 19000 | 20.5 | 12.5 | 10.5 | 2.16 | 63 | 67 | 207827153
Breeze33 | BZ33-HYP09OUT2-G2-P | BZ33-HYP09WALL2-G2-P |  | 9000 | 12000 | 28.1 | 16.2 | 11.5 | 2 | 79 | 88 | 207862070
Breeze33 | BZ33-HYP24OUT2-G2-P | BZ33-HYP24WALL2-G2-P |  | 24000 | 29000 | 21.5 | 13 | 11.4 | 2.21 | 73 | 86 | 207862073
Breeze33 | BZ33-HYP18OUT2-G2-P | BZ33-IFMU18-P |  | 17000 | 18000 | 20.5 | 12.5 | 9.8 | 1.86 | 67 | 93 | 207862083
AURORA | AU-CX09HR-2A-O | AU-BS09HR-2A-I |  | 9000 | 12000 | 26.4 | 15.8 | 11.6 | 1.85 | 78 | 92 | 208101256
MDV | MOX230-12HFN1-MV5W | MCA3U-12HRFN1-M(C) |  | 12000 | 12000 | 22.7 | 14 | 10 | 2.27 | 74 | 67 | 206330119
MDV | MOD33-24HFN1-MT0W | MUEU-24HRFN1-M(C) |  | 24000 | 24000 | 21.2 | 12.5 | 10.3 | 2.2 | 67 | 76 | 206330120
MDV | MOX430-17HFN1-MT0W | MCA3U-18HRFN1-M(C) |  | 16000 | 17000 | 20 | 12.5 | 9.5 | 1.75 | 92 | 94 | 206330131
KERR | A-KMH18SU-1A | B-KMH18CU-1 |  | 16000 | 17000 | 20 | 12.5 | 9.5 | 1.75 | 92 | 94 | 206347317
CARRIER | 38MARBQ12AA3 | 40MAHBQ12XA3 |  | 12000 | 12000 | 25.5 | 14 | 10.4 | 1.8 | 83 | 100 | 206348136
Convectair | 8120-O | 8120-I |  | 12000 | 12000 | 23.6 | 13.5 | 9.5 | 1.8 | 63 | 83 | 206422437
ELIOS | DE24HOS25230E3A | DE24HIW23230E3 |  | 21600 | 23400 | 18.9 | 11.7 | 10.4 | 1.89 | 83 | 100 | 206401448
MOOVAIR | DM18HOS25230E3A | DM18HICU230X5 |  | 16000 | 17000 | 20 | 12.5 | 9.5 | 1.75 | 92 | 94 | 206401441
Weathermaker | 38MARBQ24AA3 | DHMSHAQ24XA3 |  | 21600 | 23400 | 18.9 | 11.7 | 10.4 | 1.89 | 83 | 100 | 206400669
MIDEA | 38MARBQ24AA3 | DHMSHAQ24XA3 |  | 21600 | 23400 | 18.9 | 11.7 | 10.4 | 1.89 | 83 | 100 | 206400663
COMFORT-AIRE | A-VMH06SV-1 | B-VMH06SV-1 |  | 6000 | 7000 | 26.5 | 15.8 | 13.6 | 2.1 | 121 | 107 | 207657385
SENVILLE | SENA/18HF/OQ | SENA/18HF/ICZ |  | 16000 | 17000 | 20 | 12.5 | 9.5 | 1.75 | 92 | 94 | 207641343
LBG Products | LBHB18DYWO | LBHB18DYWI |  | 24000 | 29000 | 21.5 | 13 | 11.4 | 2.21 | 73 | 86 | 207629155
LBG Products | LBHB12DYWO | LBHB12DYWI |  | 12000 | 12000 | 27.5 | 14.3 | 14.5 | 1.86 | 95 | 113 | 207629154
SMART COMFORT | DLCPRBH09AAK | DLFPHBH09XAK |  | 9000 | 12000 | 27 | 16 | 17.5 | 1.85 | 87 | 114 | 207614975
KENMORE | DLCPRBH09AAK | DLFPHBH09XAK |  | 9000 | 12000 | 27 | 16 | 17.5 | 1.85 | 87 | 114 | 207614969
KERR | A-KMH12SV-1 | B-KMH12CU-1 |  | 12000 | 12000 | 22.3 | 12.7 | 10.2 | 1.89 | 83 | 94 | 210568256
KERR | A-KMH24SV-1 | B-KMH24UU-1 |  | 24000 | 25000 | 20.5 | 11.7 | 11 | 2.1 | 76 | 100 | 210568252
COMFORT-AIRE | A-VMH18SV-1 | B-VMH18CU-1 |  | 16000 | 17000 | 20 | 12.5 | 9.5 | 1.75 | 92 | 94 | 210568238
Durastar | DRA1H12S1A | DRAC12F1A |  | 12000 | 12000 | 22.3 | 12.7 | 10.2 | 1.89 | 83 | 94 | 210568112
Durastar | DRA1U12S1B | DRAL12F1A |  | 12000 | 12500 | 22 | 12.6 | 9.8 | 2.21 | 62 | 62 | 210568107
Durastar | DRA1H12S1A | DRAL12F1A |  | 12000 | 12500 | 23 | 13 | 10 | 1.8 | 76 | 88 | 210568104
DIYCOOL | ACIQ-12ZPL-HP230B | ACIQ-12FM-HH-MC |  | 12000 | 12000 | 24.2 | 13.3 | 10.7 | 1.99 | 85 | 99 | 210857351
DIYCOOL | ACIQ-12ZPL-HP230B | ACIQ-12W-HH-MC |  | 12000 | 12000 | 25.5 | 14 | 10.4 | 1.8 | 83 | 100 | 210857336
ACIQ | ACIQ-12ZPL-HP230B | SCC-1218-HH-M |  | 12000 | 12500 | 23 | 13 | 10 | 1.8 | 76 | 88 | 210857329
ACIQ | ACIQ-09ZPL-HP230B | SCC-0609-HH-M |  | 9000 | 10900 | 24 | 13 | 12.4 | 1.8 | 90 | 96 | 210857328
ACIQ | ACIQ-24ZPL-HP230B | ACIQ-24W-HH-MC |  | 24000 | 29000 | 21.5 | 13 | 11.4 | 2.21 | 73 | 86 | 210857318
ACIQ | ACIQ-18ZPL-HP230B | ACIQ-18W-HH-MC |  | 18000 | 18000 | 21.5 | 12.5 | 11.3 | 1.8 | 83 | 100 | 210857317
1HVAC | ACIQ-18ZPL-HP230B | SCC-1218-HH-M |  | 16700 | 20000 | 19.8 | 12.5 | 11.2 | 1.93 | 73 | 84 | 210857310
1HVAC | ACIQ-09ZPL-HP230B | SCC-0609-HH-M |  | 9000 | 10900 | 24 | 13 | 12.4 | 1.8 | 90 | 96 | 210857308
1HVAC | ACIQ-06ZPL-HP230B | SCC-0609-HH-M |  | 6500 | 7100 | 22 | 14.5 | 10.8 | 2 | 80 | 113 | 210857307
1HVAC | ACIQ-12ZPL-HP230B | ACIQ-12W-HH-MC |  | 12000 | 12000 | 25.5 | 14 | 10.4 | 1.8 | 83 | 100 | 210857296
MDV | MOX430-17HFN1-MT0W | MCBU-18HRFN1-MW-CA |  | 16700 | 20000 | 19.8 | 12.5 | 11.2 | 1.93 | 73 | 84 | 210857292
DIAMONDAIR | D2024SHO2 | DF2024HMSI |  | 21600 | 23400 | 18.9 | 11.7 | 10.4 | 1.89 | 83 | 100 | 210857276
DIAMONDAIR | D2024SHO2 | DF2024HMSI2 |  | 23000 | 26000 | 22.3 | 12.5 | 10.3 | 1.8 | 73 | 88 | 210857268
DIAMONDAIR | D2012SHO2 | DF2012HMSI2 |  | 12000 | 12000 | 23.1 | 13 | 10.5 | 1.88 | 86 | 92 | 210857266
DIAMONDAIR | D2009SHO2 | DF2009HMSI2 |  | 9000 | 12000 | 26.4 | 15.8 | 11.6 | 1.85 | 78 | 92 | 210857265
Cooper&Hunter | CH-HPR12-230VO | CH-12DKT230VI |  | 12000 | 12000 | 23.6 | 13.5 | 9.5 | 1.8 | 63 | 83 | 210857259
Cooper&Hunter | CH-HPR18-230VO | CH-B18MOLVWM-230VI |  | 18000 | 18000 | 22 | 13 | 10.6 | 1.89 | 62 | 96 | 210799693
Cooper&Hunter | CH-ES18-230VO | CH-B18MOLVWM-230VI |  | 18000 | 18000 | 24 | 13.5 | 10.5 | 2.44 | 78 | 71 | 210799689
Cooper&Hunter | CH-ES09-230VO | CH-B09MOLVWM-230VI |  | 9000 | 10000 | 24 | 14.7 | 11.6 | 2.25 | 81 | 75 | 210799687
Cooper&Hunter | CH-ES12-115VO | CH-B12OLVWM-115VI |  | 12000 | 12000 | 22.7 | 12.5 | 10.4 | 2.06 | 74 | 56 | 210799685
Cooper&Hunter | CH-ES24-230VO | CH-24MASTWM-230VI |  | 24000 | 25000 | 22 | 14 | 10 | 1.8 | 65 | 62 | 210799671
Cooper&Hunter | CH-ES09-115VO | CH-09OLVWM-115VI |  | 9000 | 10000 | 23 | 13.8 | 9.8 | 2.06 | 59 | 67 | 210799640
Cooper&Hunter | CH-N48LCU-230VO | CH-48LCFC/I |  | 48000 | 50000 | 18.9 | 9.3 | 10 | 1.85 | 58 | 70 | 210799607
Cooper&Hunter | CH-N48LCU-230VO | CH-N48LCCT-230VI |  | 48000 | 50000 | 18.5 | 9.5 | 9.8 | 1.98 | 60 | 69 | 210799605
Cooper&Hunter | CH-HPR24-230VO | CH-N24MSPHCT-230VI |  | 24000 | 25000 | 20.5 | 11 | 11.5 | 2 | 84 | 103 | 210799599
Cooper&Hunter | CH-ES12-230VO | CH-12MSPHMC-230VI |  | 12000 | 12000 | 22.7 | 13 | 10.2 | 2.26 | 75 | 70 | 210799584
Cooper&Hunter | CH-ES12-230VO | CH-12MSPHCT-230VI |  | 12000 | 12000 | 22.7 | 14 | 10 | 2.27 | 74 | 67 | 210799582
Cooper&Hunter | CH-ES09-230VO | CH-09MSPHCT-230VI |  | 9000 | 10000 | 20 | 13 | 10 | 1.9 | 75 | 74 | 210799580
Cooper&Hunter | CH-ES12-115VO | CH-12OLVWM-115VI |  | 12000 | 12000 | 22.7 | 12.5 | 10.4 | 2.06 | 74 | 56 | 210799578
Cooper&Hunter | CH-ES12-230VO | CH-12MOLVWM-230VI |  | 12000 | 12000 | 23.1 | 13 | 10.8 | 2.41 | 83 | 70 | 210799560
Cooper&Hunter | CH-ES09-230VO | CH-09MOLVWM-230VI |  | 9000 | 10000 | 24 | 14.7 | 11.6 | 2.25 | 81 | 75 | 210799559
Cooper&Hunter | CH-HPR24-230VO | CH-B24MOLVWM-230VI |  | 23000 | 26000 | 22.3 | 12.5 | 10.3 | 1.8 | 73 | 88 | 210799694
Cooper&Hunter | CH-HPR12-230VO | CH-B12MOLVWM-230VI |  | 12000 | 12000 | 23.1 | 13 | 10.5 | 1.88 | 86 | 92 | 210799692
Cooper&Hunter | CH-ES12-230VO | CH-12MASTWM-230VI |  | 12000 | 12000 | 24.6 | 13.7 | 10.7 | 2.39 | 75 | 67 | 210799673
Cooper&Hunter | CH-ES09-230VO | CH-09MASTWM-230VI |  | 9000 | 10000 | 25.5 | 15 | 12.3 | 2.17 | 85 | 75 | 210799670
Cooper&Hunter | CH-NHPR36LCU-230VO | CH-N36LCCT-230VI |  | 36000 | 40000 | 19.4 | 9.5 | 10.5 | 1.85 | 83 | 100 | 210799610
Cooper&Hunter | CH-HPR12-230VO | CH-12MSPHCT-230VI |  | 12000 | 12000 | 22.3 | 12.7 | 10.2 | 1.89 | 83 | 94 | 210799593
Cooper&Hunter | CH-ES18-230VO | CH-18MSPHFC-230VI |  | 18000 | 20000 | 23 | 12.5 | 10 | 2.08 | 64 | 65 | 210799587
Cooper&Hunter | CH-ES18-230VO | CH-18MSPHCT-230VI |  | 16000 | 19000 | 20.5 | 12.5 | 10.5 | 2.16 | 63 | 67 | 210799585
Cooper&Hunter | CH-HPR06F9-230VO | CH-06MOLVWM-230VI |  | 6000 | 7000 | 23.5 | 15 | 12 | 1.84 | 107 | 101 | 210799565
Cooper&Hunter | CH-ES18-230VO | CH-18MOLVWM-230VI |  | 18000 | 18000 | 24 | 13.5 | 10.5 | 2.44 | 78 | 71 | 210799561
Cooper&Hunter | CH-HPR24-230VO | CH-24MASTWM-230VI |  | 24000 | 29000 | 21.5 | 13 | 11.4 | 2.21 | 73 | 86 | 210799551
Cooper&Hunter | CH-HPR18-230VO | CH-18MASTWM-230VI |  | 18000 | 18000 | 21.5 | 12.5 | 11.3 | 1.8 | 83 | 100 | 210799550
CONCORD | 4DHP2S12S-1L | DWM212S4-*L |  | 12000 | 12000 | 23.5 | 12.8 | 10 | 2.16 | 70 | 57 | 211034545
Armstrong Air | 4DHP2S12S-1P | D22C112S4-*P |  | 11800 | 12000 | 22.7 | 13.9 | 9.9 | 2.27 | 74 | 67 | 211034534
Armstrong Air | 4DHP2S24S-1P | DWM224S4-*P |  | 24000 | 25000 | 22 | 14 | 9.9 | 1.8 | 65 | 62 | 211034523
Armstrong Air | 4DHP2S18S-1P | DWM218S4-*P |  | 18000 | 19000 | 23.5 | 12.4 | 10.7 | 2.02 | 78 | 59 | 211034522
Allied | 4DHP2S18S-1P | D22C118S4-*P |  | 16000 | 19000 | 20.5 | 12.5 | 10.4 | 2.16 | 63 | 67 | 211034509
Allied | 4DHP2S12S-1P | DWM212S4-*P |  | 12000 | 12000 | 24.6 | 13.7 | 10.7 | 2.39 | 75 | 67 | 211034495
BRYANT | 38MARBQ12AA3 | 619AHBQ12XA3 |  | 12000 | 12000 | 25.5 | 14 | 10.4 | 1.8 | 83 | 100 | 206348143
CARRIER | 38MARBQ24AA3 | 40MAHBQ24XA3 |  | 24000 | 29000 | 21.5 | 13 | 11.4 | 2.21 | 73 | 86 | 206348138
CARRIER | 38MARBQ09AA3 | 40MAHBQ09XA3 |  | 9000 | 12000 | 28.1 | 16.2 | 11.5 | 2 | 79 | 88 | 206348135
KERR | A-KMH18SU-1A | B-KMH18UU-1 |  | 17000 | 18000 | 20.5 | 12.5 | 9.8 | 1.86 | 67 | 93 | 206347322
MDV | MOD30-24HFN1-MU0W | MUEU-24HRFN1-M(C) |  | 24000 | 25000 | 20.5 | 11.7 | 11 | 2.1 | 76 | 100 | 206330134
MDV | MOX430-17HFN1-MT0W | MUEU-18HRFN1-M(C) |  | 17000 | 18000 | 20.5 | 12.5 | 9.8 | 1.86 | 67 | 93 | 206330130
MDV | MOX330-09HFN1-MY5W | MCA3U-09HRFN1-M(C) |  | 9000 | 9800 | 20.5 | 13 | 10.3 | 1.8 | 92 | 102 | 206330122
MDV | MOX230-09HFN1-MW5W | MCA3U-09HRFN1-M(C) |  | 9000 | 10000 | 20 | 13 | 10 | 1.9 | 75 | 74 | 206330118
GOODMAN | MSH243E23MCAA | MSH243E23AXAA |  | 21600 | 23400 | 18.9 | 11.7 | 10.4 | 1.89 | 83 | 100 | 203991093
AIRQUEST | DLCPRAH18AAK | DLFPHAH18XAK |  | 18000 | 18000 | 26.2 | 14.5 | 12 | 1.95 | 68 | 91 | 203966570
Alsetria | MOD30-24HFN1-MU0W | MCD1-24HRFN1-MT0W(GA) |  | 24000 | 25000 | 20.5 | 11 | 11.5 | 2 | 84 | 103 | 211644046
Cooper&Hunter | CH-HPR09-230VO | CH-09MCT1W-230VI |  | 9000 | 10900 | 24 | 13 | 12.4 | 1.8 | 90 | 96 | 210857421
Cooper&Hunter | CH-HPR18-230VO | CH-18MCT1W-230VI |  | 16700 | 20000 | 19.8 | 12.5 | 11.2 | 1.93 | 73 | 84 | 210857423
ARCOAIRE | DLCSRBH09AAK | DLFSOAH09XAK |  | 9000 | 10900 | 24 | 13 | 12.4 | 1.8 | 90 | 96 | 210857425
COMFORTMAKER | DLCSRBH18AAK | DLFSOAH18XAK |  | 16700 | 20000 | 19.8 | 12.5 | 11.2 | 1.93 | 73 | 84 | 210857431
DAY & NIGHT | DLCSRBH09AAK | DLFSOAH09XAK |  | 9000 | 10900 | 24 | 13 | 12.4 | 1.8 | 90 | 96 | 210857433
DAY & NIGHT | DLCSRBH12AAK | DLFSOAH18XAK |  | 12000 | 12500 | 23 | 13 | 10 | 1.8 | 76 | 88 | 210857436
KEEPRITE | DLCSRBH09AAK | DLFSOAH09XAK |  | 9000 | 10900 | 24 | 13 | 12.4 | 1.8 | 90 | 96 | 210857441
MIDEA | DLCSRBH09AAK | DLFSOAH09XAK |  | 9000 | 10900 | 24 | 13 | 12.4 | 1.8 | 90 | 96 | 210857449
MIDEA | DLCSRBH18AAK | DLFSOAH18XAK |  | 16700 | 20000 | 19.8 | 12.5 | 11.2 | 1.93 | 73 | 84 | 210857451
TEMPSTAR | DLCSRBH12AAK | DLFSOAH18XAK |  | 12000 | 12500 | 23 | 13 | 10 | 1.8 | 76 | 88 | 210857456
SMART COMFORT | DLCSRBH18AAK | DLFSOAH18XAK |  | 16700 | 20000 | 19.8 | 12.5 | 11.2 | 1.93 | 73 | 84 | 210857459
SMART COMFORT | DLCSRBH12AAK | DLFSOAH18XAK |  | 12000 | 12500 | 23 | 13 | 10 | 1.8 | 76 | 88 | 210857460
SUPREME | YS25E-12HRDN1 | YS25E-12HRDN1 |  | 12000 | 12000 | 24.6 | 13.7 | 10.7 | 2.39 | 75 | 67 | 207742403
ELIOS | DEA09HOS25230E8 | DEA09HIW25230E8 |  | 9000 | 10000 | 25.5 | 15 | 12.3 | 2.17 | 85 | 75 | 207742424
ELIOS | DEA24HOS25230E8 | DEA24HIW25230E8 |  | 24000 | 25000 | 22 | 14 | 10 | 1.8 | 65 | 62 | 207742427
ELIOS | DEA09HOS25230E8 | DUA09HICU230X5 |  | 9000 | 10000 | 20 | 13 | 10 | 1.9 | 75 | 74 | 207742433
ELIOS | DEA24HOS25230E8 | DUA24HICU230X5 |  | 24000 | 25000 | 21.5 | 12.5 | 9.7 | 2.2 | 76 | 74 | 207742436
KERR | A-KMH09SV-1 | B-KMH09SV-1 |  | 9000 | 12000 | 28.1 | 16.2 | 11.5 | 2 | 79 | 88 | 207657394
SENVILLE | SENA/12HF/OQ | SENA/12HF/IQ |  | 12000 | 12000 | 25.5 | 14 | 10.4 | 1.8 | 83 | 100 | 207657628
SENVILLE | SENA/24HF/OQ | SENA/24HF/IQ |  | 24000 | 29000 | 21.5 | 13 | 11.4 | 2.21 | 73 | 86 | 207657630
MDV | MOX230-12HFN1-MV5W-L | MSEPB-12HRFN1-MW5W(GA) |  | 12000 | 12000 | 24.6 | 13.7 | 10.7 | 2.39 | 75 | 67 | 207658589
MDV | MOX230-12HFN1-MV5W-L | MFAU-12HRFN1-M(C) |  | 12000 | 12000 | 22.7 | 13 | 10.2 | 2.26 | 75 | 70 | 207658597
MDV | MOD33-24HFN1-MT0W-L | MUEU-24HRFN1-M(C) |  | 24000 | 24000 | 21.2 | 12.5 | 10.2 | 2.2 | 67 | 76 | 207658599
MDV | MOE30U-48HFN1-MP0(GA)-L | MUE-48HRFN1-M(C) |  | 48000 | 50000 | 18.9 | 9.1 | 9.7 | 1.85 | 58 | 70 | 207658600
MDV | MOX230-12HFN1-MV5W-L | MCA3U-12HRFN1-M(C) |  | 11800 | 12000 | 22.7 | 13.9 | 9.9 | 2.27 | 74 | 67 | 207658601
MDV | MOX330-12HFN1-MW5W-L | MFAU-12HRFN1-M(C) |  | 12000 | 12000 | 23.6 | 13 | 10 | 1.89 | 80 | 100 | 207658611
COMFORTSTAR | CZP09CD(O) | CHF09CD(I) |  | 9000 | 10000 | 25.5 | 15 | 12.3 | 2.17 | 85 | 75 | 207658922
COMFORTSTAR | CHF09CD(O) | CHF09CD(I) |  | 9000 | 12000 | 28.1 | 16.2 | 11.5 | 2 | 79 | 88 | 207658926
COMFORTSTAR | CZP18CD(O) | TPA-18C |  | 16000 | 19000 | 20.5 | 12.5 | 10.5 | 2.16 | 63 | 67 | 207658945
COMFORTSTAR | CZP48CD(O) | TPA-48C |  | 48000 | 50000 | 18.5 | 9.5 | 9.8 | 1.98 | 60 | 69 | 207658948
COMFORTSTAR | CHF12CD(O) | TPA-12 |  | 12000 | 12000 | 22.3 | 12.7 | 10.2 | 1.89 | 83 | 94 | 207658950
COMFORTSTAR | CZP24CD(O) | FPA-24 |  | 24000 | 24000 | 21.2 | 12.5 | 10.3 | 2.2 | 67 | 76 | 207658956
COMFORTSTAR | CHF24CD(O) | FPA-24 |  | 24000 | 25000 | 20.5 | 11.7 | 11 | 2.1 | 76 | 100 | 207658961
YONAN | YSA21-12HRN1B | YSA21-12HRN1B |  | 12000 | 12000 | 22.7 | 12.5 | 10 | 2 | 70 | 54 | 207671403
YONAN | YSA21-09HRN1 | YSA21-09HRN1 |  | 9000 | 10000 | 24 | 14 | 11.4 | 2.18 | 83 | 78 | 207671404
YONAN | YSA21-18HRN1 | YSA21-18HRN1 |  | 18000 | 18000 | 23.7 | 13.5 | 10.3 | 2.39 | 78 | 69 | 207671406
YONAN | YSA25-24HRN1 | YSA25-24HRN1 |  | 24000 | 25000 | 22 | 14 | 10 | 1.8 | 65 | 62 | 207671411
CanAir | C28SCH24H21 | C28SEH24H21 |  | 24000 | 29000 | 21.5 | 13 | 11.4 | 2.21 | 73 | 86 | 207683259
CARRIER | 38MBRCQ48AA3 | 40MBFQ48---3 |  | 48000 | 50000 | 18.9 | 9.3 | 10 | 1.85 | 58 | 70 | 207683291
AIRQUEST | DLCSRBH06AAK | DLFSOAH09XAK |  | 6500 | 7100 | 22 | 14.5 | 10.8 | 2 | 80 | 113 | 210857462
BRYANT | 38MARBQ06AA3 | 40MCCAQ09XA3 |  | 6500 | 7100 | 22 | 14.5 | 10.8 | 2 | 80 | 113 | 210857467
PAYNE | 38MARBQ06AA3 | 40MCCAQ09XA3 |  | 6500 | 7100 | 22 | 14.5 | 10.8 | 2 | 80 | 113 | 210857469
SLIMAIR | SHC18VE2AG | SHLZ18VC2AG |  | 16000 | 19000 | 20.5 | 12.5 | 10.5 | 2.16 | 63 | 67 | 210857477
AC PRO.COM | AOX230-12HFN1-MV5W | ACBU-12HRFN1-MV0W |  | 12000 | 12500 | 22 | 12.6 | 9.8 | 2.21 | 62 | 62 | 211001949
LENNOX | MPC009S4S-1P | MWMC009S4-*P |  | 9000 | 10000 | 25.5 | 15 | 11.9 | 2.17 | 85 | 75 | 211034416
LENNOX | MPC012S4S-1P | MFMA012S4-*P |  | 12000 | 12000 | 22.7 | 13 | 10.2 | 2.26 | 75 | 70 | 211034429
LENNOX | MPC024S4S-1P | MCFA024S4-*P |  | 24000 | 24000 | 21.2 | 12.5 | 10.2 | 2.2 | 67 | 76 | 211034431
LENNOX | MPC009S4S-1P | M22A009S4-*P |  | 8900 | 10000 | 20 | 13 | 10 | 1.9 | 75 | 74 | 211034434
LENNOX | MPC012S4S-1P | M22A012S4-*P |  | 11800 | 12000 | 22.7 | 13.9 | 9.9 | 2.27 | 74 | 67 | 211034435
LENNOX | MLB024S4S-1P | MWMC024S4-*P |  | 24000 | 29000 | 21.5 | 13 | 11.4 | 2.21 | 73 | 86 | 211034443
LENNOX | MLB012S4S-1P | M22A012S4-*P |  | 12000 | 12000 | 22.3 | 12.7 | 10.2 | 1.89 | 83 | 94 | 211034456
AirEase | 4DHP2S24S-1P | D33C224S4-*P |  | 23600 | 26000 | 21.5 | 12.3 | 9.6 | 2.2 | 73 | 71 | 211034484
Allied | 4DHP2S12S-1L | DWM212S4-*L |  | 12000 | 12000 | 23.5 | 12.8 | 10 | 2.16 | 70 | 57 | 211034493
Allied | 4DHP2S12S-1P | D22C112S4-*P |  | 11800 | 12000 | 22.7 | 13.9 | 9.9 | 2.27 | 74 | 67 | 211034508
Allied | 4DHP2S24S-1P | D33C224S4-*P |  | 23600 | 26000 | 21.5 | 12.3 | 9.6 | 2.2 | 73 | 71 | 211034510
Armstrong Air | 4DHP2S24S-1P | D33C224S4-*P |  | 23600 | 26000 | 21.5 | 12.3 | 9.6 | 2.2 | 73 | 71 | 211034536
CONCORD | 4DHP2S12S-1P | DWM212S4-*P |  | 12000 | 12000 | 24.6 | 13.7 | 10.7 | 2.39 | 75 | 67 | 211034547
CONCORD | 4DHP2S12S-1P | D22C112S4-*P |  | 11800 | 12000 | 22.7 | 13.9 | 9.9 | 2.27 | 74 | 67 | 211034560
DUCANE | 4DHPS209S-1P | DWM209S4-*P |  | 9000 | 10000 | 25.5 | 15 | 11.9 | 2.17 | 85 | 75 | 211034572
DUCANE | 4DHP2S24S-1P | DWM224S4-*P |  | 24000 | 25000 | 22 | 14 | 9.9 | 1.8 | 65 | 62 | 211034575
Cooper&Hunter | CH-HPR06F9-230VO | CH-06MASTWM-230VI |  | 6000 | 7000 | 26.5 | 15.8 | 13.6 | 2.1 | 121 | 107 | 210799547
PAYNE | 38MBRCQ48AA3 | 40MBFQ48---3 |  | 48000 | 50000 | 18.9 | 9.3 | 10 | 1.85 | 58 | 70 | 207683305
Weathermaker | 38MBRCQ48AA3 | 40MBFQ48---3 |  | 48000 | 50000 | 18.9 | 9.3 | 10 | 1.85 | 58 | 70 | 207683312
ARCOAIRE | DLCLRCH48AAK | DLFLFAH48XAK |  | 48000 | 50000 | 18.9 | 9.3 | 10 | 1.85 | 58 | 70 | 207683326
COMFORTMAKER | DLCLRCH48AAK | DLFLCBH48XAK |  | 48000 | 50000 | 18.5 | 9.5 | 9.8 | 1.98 | 60 | 69 | 207683331
MDV | MOE30U-36HFN1-M(GA) | MCD1-36HRFN1-M(GA) |  | 36000 | 40000 | 19.4 | 9.5 | 10.5 | 1.85 | 83 | 100 | 207338213
MDV | MOX430-18HFN1-MT2Q1W | MSABE-18HRFN1-MT2Q1W |  | 18000 | 18000 | 22.7 | 12.6 | 9.8 | 2.05 | 77 | 65 | 207338221
MRCOOL | O-HH-18-HP-C-230A | O-18-HP-WMAH-230B |  | 18000 | 18000 | 21.5 | 12.5 | 11.3 | 1.8 | 83 | 100 | 207339163
BLUERIDGE | BMY18HH22C | BMY18HH22WM |  | 18000 | 18000 | 21.5 | 12.5 | 11.3 | 1.8 | 83 | 100 | 207339185
MRCOOL | DIY-18-HP-C-230C | DIY-18-HP-WMAH-230C25 |  | 18000 | 18000 | 22.7 | 12.6 | 9.8 | 2.05 | 77 | 65 | 207339188
KARDA | 3KARDA18SZO | 3KARDA18UVW |  | 18000 | 18000 | 22 | 13 | 10.6 | 1.89 | 62 | 96 | 207430430
NOVAIR | LEA18SZ35SK-O | LEA18UUSK-I |  | 18000 | 18000 | 22 | 13 | 10.6 | 1.89 | 62 | 96 | 207526948
BLUERIDGE | BMY9HH28C | BM09MCC |  | 9000 | 9800 | 20.5 | 13 | 10.3 | 1.8 | 92 | 102 | 207571386
BLUERIDGE | BMY12HH26C | BM12M22CNS |  | 12000 | 12000 | 23.6 | 13 | 10 | 1.89 | 80 | 100 | 207571389
BLUERIDGE | BMY18HH22C | BM18MFCC |  | 17000 | 18000 | 20.5 | 12.5 | 9.8 | 1.86 | 67 | 93 | 207571392
MDV | MOX430-18HFN1-MU0W | MSABE-18HRFN1-MW5W |  | 18000 | 18000 | 23.7 | 13.5 | 10.3 | 2.39 | 78 | 69 | 207591137
MDV | MOX430-09HFN1-MZG5W | MSOP1B-09HRFN1-MZG5W |  | 9000 | 12000 | 28.5 | 16 | 18 | 1.85 | 87 | 114 | 207591141
MDV | MOX430-18HFN1-MU0W | MSAG11D-18HRFN1-MT8W |  | 18000 | 18000 | 24 | 13.5 | 10.5 | 2.44 | 78 | 71 | 207613861
MDV | MOX430-18HFN1-MU0W | MUEU-18HRFN1-M(C) |  | 18000 | 20000 | 23 | 12.5 | 10 | 2.08 | 64 | 65 | 207614046
MDV | MOX430-18HFN1-MU0W | MCA3U-18HRFN1-M(C) |  | 16000 | 19000 | 20.5 | 12.5 | 10.5 | 2.16 | 63 | 67 | 207614047
Weathermaker | 38MPRBQ12AA3 | DHMPHBQ12XA3 |  | 12000 | 12000 | 27 | 14 | 12 | 1.85 | 87 | 114 | 207614956
ARCOAIRE | DLCPRBH09AAK | DLFPHBH09XAK |  | 9000 | 12000 | 27 | 16 | 17.5 | 1.85 | 87 | 114 | 207614959
HEIL | DLCPRBH12AAK | DLFPHBH12XAK |  | 12000 | 12000 | 25.3 | 14 | 11.7 | 1.85 | 87 | 114 | 207614966
KEEPRITE | DLCPRBH09AAK | DLFPHBH09XAK |  | 9000 | 12000 | 27 | 16 | 17.5 | 1.85 | 87 | 114 | 207614967
YONAN | YSA21-09HRN1B | YSA21-09HRN1B |  | 9000 | 10000 | 24 | 14 | 9.6 | 2 | 60 | 65 | 207671402
YONAN | YSA25-09HRN1 | YSA25-09HRN1 |  | 9000 | 10000 | 25.5 | 15 | 12.3 | 2.17 | 85 | 75 | 207671408
NAPOLEON | NDHAS22-12-O | NDHAS22-12-I |  | 12000 | 12000 | 23.1 | 13 | 10.8 | 2.41 | 83 | 70 | 207683230
NAPOLEON | NDHAS26-09-O | NDHAS26-09-I |  | 9000 | 12000 | 28.1 | 16.2 | 11.5 | 2 | 79 | 88 | 207683233
NAPOLEON | NDHAS26-18-O | NDHAS26-18-I |  | 18000 | 18000 | 21.5 | 12.5 | 11.3 | 1.8 | 83 | 100 | 207683235
CanAir | C28SCH18H21 | C28SEH18H21 |  | 18000 | 18000 | 21.5 | 12.5 | 11.3 | 1.8 | 83 | 100 | 207683258
PAYNE | 38MBRCQ48AA3 | 40MBCAQ48XA3 |  | 48000 | 50000 | 18.5 | 9.5 | 9.8 | 1.98 | 60 | 69 | 207683303
PAYNE | 38MARBQ24AA3 | 40MBCAQ24XA3 |  | 24000 | 25000 | 20.5 | 11 | 11.5 | 2 | 84 | 103 | 207683306
MIDEA | 38MBRCQ48AA3 | 40MBCAQ48XA3 |  | 48000 | 50000 | 18.5 | 9.5 | 9.8 | 1.98 | 60 | 69 | 207683317
MIDEA | 38MARBQ24AA3 | 40MBCAQ24XA3 |  | 24000 | 25000 | 20.5 | 11 | 11.5 | 2 | 84 | 103 | 207683320
DAY & NIGHT | DLCLRCH48AAK | DLFLCBH48XAK |  | 48000 | 50000 | 18.5 | 9.5 | 9.8 | 1.98 | 60 | 69 | 207683338
HEIL | DLCLRCH48AAK | DLFLFAH48XAK |  | 48000 | 50000 | 18.9 | 9.3 | 10 | 1.85 | 58 | 70 | 207683347
KENMORE | DLCSRBH24AAK | DLFSCBH24XAK |  | 24000 | 25000 | 20.5 | 11 | 11.5 | 2 | 84 | 103 | 207683362
MIDEA | DLCSRBH24AAK | DLFSCBH24XAK |  | 24000 | 25000 | 20.5 | 11 | 11.5 | 2 | 84 | 103 | 207683369
SMART COMFORT | DLCLRCH48AAK | DLFLFAH48XAK |  | 48000 | 50000 | 18.9 | 9.3 | 10 | 1.85 | 58 | 70 | 207683382
AIRQUEST | DLCLRCH48AAK | DLFLFAH48XAK |  | 48000 | 50000 | 18.9 | 9.3 | 10 | 1.85 | 58 | 70 | 207683389
AIRQUEST | DLCSRBH24AAK | DLFSCBH24XAK |  | 24000 | 25000 | 20.5 | 11 | 11.5 | 2 | 84 | 103 | 207683390
LENNOX | MPC012S4S-1P | MFMA012S4-1P |  | 12000 | 12000 | 22.7 | 13 | 10.2 | 2.26 | 75 | 70 | 207683509
LENNOX | MPC018S4S-1P | MCFB018S4-2P |  | 18000 | 20000 | 23 | 12.5 | 9.9 | 2.08 | 64 | 65 | 207683510
LENNOX | MPC009S4S-1P | M22A009S4-2P |  | 9000 | 10000 | 20 | 13 | 10 | 1.9 | 75 | 74 | 207683514
NOVAIR | LEA12SZ25SK-O | LEA12UUSK-I |  | 12000 | 12000 | 23.1 | 13 | 10.8 | 2.41 | 83 | 70 | 207526945
NOVAIR | LEA09SZ25SK-O | LEA09UUSK-I |  | 9000 | 10000 | 24 | 14.7 | 11.6 | 2.25 | 81 | 75 | 207526946
NOVAIR | LEA12SZ35SK-O | LEA12UUSK-I |  | 12000 | 12000 | 23.1 | 13 | 10.5 | 1.88 | 86 | 92 | 207539337
KLIMAIRE | KSIH009-H225-O-2 | KSIH009-H225-IW-2 |  | 9000 | 12000 | 26.4 | 15.8 | 11.6 | 1.85 | 78 | 92 | 209862153
KLIMAIRE | KSIH009-H225-O-2 | KTIR09-H2 |  | 9000 | 9800 | 20.5 | 13 | 10.3 | 1.8 | 92 | 102 | 209862166
KLIMAIRE | KSIH024-H220-O-2 | KUIR24-H2 |  | 24000 | 25000 | 20.5 | 11.7 | 11 | 2.1 | 76 | 100 | 209862174
KLIMAIRE | KSIR048-H218-2 | KFUF048-H2G1 |  | 48000 | 50000 | 18.9 | 9.3 | 10 | 1.85 | 58 | 70 | 209862179
CTMorley | MOU-A12H-2 | MIU-A12CO-2 |  | 12000 | 12500 | 23 | 13 | 10 | 1.8 | 76 | 88 | 209864934
CTMorley | MOU-A18H-2 | MIU-A18CO-2 |  | 16700 | 20000 | 19.8 | 12.5 | 11.2 | 1.93 | 73 | 84 | 209864935
MRCOOL | O-HH-24-HP-C-230B | O-24-HP-WMAH-230B |  | 24000 | 29000 | 21.5 | 13 | 11.4 | 2.21 | 73 | 86 | 208552825
MIDEA | MOX230-12HFN1-MV5W | CCA3U-12HRFN1-M(C) |  | 12000 | 12000 | 22.7 | 14 | 10 | 2.27 | 74 | 67 | 208568355
SEA BREEZE+ | SZ9H424ZMO | WM9H424ZMI |  | 9000 | 10000 | 24 | 14.7 | 11.6 | 2.25 | 81 | 75 | 208674954
NAKS | NAKS-SPLIT AC-12K-ODU-115 | NAKS-SPLIT AC-12K-IDU-115 |  | 12000 | 12000 | 22.7 | 12.5 | 10.4 | 2.06 | 74 | 56 | 208674980
NAKS | NAKS-SPLIT AC-12K-ODU-208-230 | NAKS-SPLIT AC-12K-IDU-208-230 |  | 12000 | 12000 | 23.1 | 13 | 10.8 | 2.41 | 83 | 70 | 208674982
TRUST AIR CONDITIONERS | OAH18H/O4S4P | IUMW118H/I41P |  | 18000 | 18000 | 21.5 | 12.5 | 11.3 | 1.8 | 83 | 100 | 208816916
TRUST AIR CONDITIONERS | OUS09H/O4S4P | IUMC409H/I41P |  | 9000 | 10000 | 20 | 13 | 10 | 1.9 | 75 | 74 | 208816918
TRUST AIR CONDITIONERS | OUS24H/O4S4P | IUMC424H/I41P |  | 24000 | 25000 | 21.5 | 12.5 | 9.7 | 2.2 | 76 | 74 | 208816921
TRUST AIR CONDITIONERS | OAH12H/O4S4P | IUMC412H/I41P |  | 12000 | 12000 | 22.3 | 12.7 | 10.2 | 1.89 | 83 | 94 | 208816923
TRUST AIR CONDITIONERS | OUS12H/O4S4P | IUMCO12H/I41P |  | 12000 | 12000 | 22.7 | 13 | 10.2 | 2.26 | 75 | 70 | 208816934
TRUST AIR CONDITIONERS | OUS24H/O4S4P | IUMFC24H/I41P |  | 24000 | 24000 | 21.2 | 12.5 | 10.3 | 2.2 | 67 | 76 | 208816937
TRUST AIR CONDITIONERS | OAH24H/O4S4P | IUMFC24H/I41P |  | 24000 | 25000 | 20.5 | 11.7 | 11 | 2.1 | 76 | 100 | 208816939
C&H | CH-HPR12-230VO | CH-D12MSPHWM-230VI |  | 12000 | 12000 | 23.6 | 13.5 | 9.5 | 1.8 | 63 | 83 | 208816949
MDV | MOX330-12HFN1-MW5W | MFA2U-12HRFN1-MW5W |  | 12000 | 12000 | 24.2 | 13.3 | 10.7 | 1.99 | 85 | 99 | 209248924
MDV | MOX330-12HFN1-MW5W | MCBU-12HRFN1-MV0W |  | 12000 | 12500 | 23 | 13 | 10 | 1.8 | 76 | 88 | 209270211
KENMORE | DLCSRBH12AAK | DLFSHCH12XAK |  | 12000 | 12000 | 25.5 | 14 | 10.4 | 1.8 | 83 | 100 | 208447654
KENMORE | DLCSRBH09AAK | DLFSHCH09XAK |  | 9000 | 12000 | 28.1 | 16.2 | 11.5 | 2 | 79 | 88 | 208447657
KENMORE | DLCSRBH06AAK | DLFSHCH06XAK |  | 6000 | 7000 | 26.5 | 15.8 | 13.6 | 2.1 | 121 | 107 | 208447661
MIDEA | DLCSRBH24AAK | DLFSHCH24XAK |  | 24000 | 29000 | 21.5 | 13 | 11.4 | 2.21 | 73 | 86 | 208447663
MIDEA | DLCSRBH09AAK | DLFSHCH09XAK |  | 9000 | 12000 | 28.1 | 16.2 | 11.5 | 2 | 79 | 88 | 208447665
TEMPSTAR | DLCSRBH09AAK | DLFSHCH09XAK |  | 9000 | 12000 | 28.1 | 16.2 | 11.5 | 2 | 79 | 88 | 208447673
SMART COMFORT | DLCSRBH12AAK | DLFSHCH12XAK |  | 12000 | 12000 | 25.5 | 14 | 10.4 | 1.8 | 83 | 100 | 208447678
SMART COMFORT | DLCSRBH09AAK | DLFSHCH09XAK |  | 9000 | 12000 | 28.1 | 16.2 | 11.5 | 2 | 79 | 88 | 208447681
AirEase | 4DHPS209S-1P | DWM206S4-1P |  | 6000 | 7000 | 26.5 | 15.8 | 13.6 | 2.1 | 121 | 107 | 208106766
Armstrong Air | 4DHPS209S-1P | DWM206S4-1P |  | 6000 | 7000 | 26.5 | 15.8 | 13.6 | 2.1 | 121 | 107 | 208106771
DUCANE | 4DHPS209S-1P | DWM206S4-1P |  | 6000 | 7000 | 26.5 | 15.8 | 13.6 | 2.1 | 121 | 107 | 208106781
YONAN | YOX-12HFN1 | YCA-12HRFN1 |  | 12000 | 12000 | 22.7 | 14 | 10 | 2.27 | 74 | 67 | 208106974
YONAN | YOX-18HFN1 | YCA-18HRFN1 |  | 16000 | 19000 | 20.5 | 12.5 | 10.5 | 2.16 | 63 | 67 | 208106976
YONAN | YOX-18HFN1 | YUE-18HRFN1 |  | 18000 | 20000 | 23 | 12.5 | 10 | 2.08 | 64 | 65 | 208106978
Airlux | ASZ18O/2022 | AMM18I/2022 |  | 18000 | 18000 | 23.7 | 13.5 | 10.3 | 2.39 | 78 | 69 | 208119663
ELIOS | DEA24HOS28230E8 | DE24HIW23230E3 |  | 21600 | 23400 | 18.9 | 11.7 | 10.4 | 1.89 | 83 | 100 | 208119831
ECO-AIR | MOX230-09HFN1-MW5W | MSEPB-09HRFN1-MY5W(GA) |  | 9000 | 10000 | 25.5 | 15 | 12.3 | 2.17 | 85 | 75 | 208121859
ECO-AIR | MOD30-24HFN1-MU0W | MSEPD-24HRFN1-MU0W |  | 24000 | 29000 | 21.5 | 13 | 11.4 | 2.21 | 73 | 86 | 208121867
MDV | MOX330-09HFN1-MY5W | MSEPB-09HRFN1-MY5W(GA) |  | 9000 | 12000 | 28.1 | 16.2 | 11.5 | 2 | 79 | 88 | 205993845
MDV | MOD30-24HFN1-MU0W | MSEPD-24HRFN1-MU0W |  | 24000 | 29000 | 21.5 | 13 | 11.4 | 2.21 | 73 | 86 | 205993855
COMFORT-AIRE | A-VMH24SU-1A | B-VMH24SU-1A |  | 21600 | 23400 | 18.9 | 11.7 | 10.4 | 1.89 | 83 | 100 | 206221394
BRYANT | 38MARBQ12AA3 | 40MBCQ12---3 |  | 12000 | 12000 | 22.3 | 12.7 | 10.2 | 1.89 | 83 | 94 | 206350340
BRYANT | 38MARBQ18AA3 | 40MBCQ18---3 |  | 16000 | 17000 | 20 | 12.5 | 9.5 | 1.75 | 92 | 94 | 206350343
BRYANT | 38MARBQ24AA3 | 40MBFQ24---3 |  | 24000 | 25000 | 20.5 | 11.7 | 11 | 2.1 | 76 | 100 | 206350348
PAYNE | 38MARBQ12AA3 | 40MBCQ12---3 |  | 12000 | 12000 | 22.3 | 12.7 | 10.2 | 1.89 | 83 | 94 | 206350351
PAYNE | 38MARBQ18AA3 | 40MBFQ18---3 |  | 17000 | 18000 | 20.5 | 12.5 | 9.8 | 1.86 | 67 | 93 | 206350356
PAYNE | 38MARBQ24AA3 | 40MBFQ24---3 |  | 24000 | 25000 | 20.5 | 11.7 | 11 | 2.1 | 76 | 100 | 206350359
Weathermaker | 38MARBQ18AA3 | 40MBCQ18---3 |  | 16000 | 17000 | 20 | 12.5 | 9.5 | 1.75 | 92 | 94 | 206350365
MIDEA | 38MARBQ18AA3 | 40MBFQ18---3 |  | 17000 | 18000 | 20.5 | 12.5 | 9.8 | 1.86 | 67 | 93 | 206350378
MIDEA | 38MARBQ24AA3 | 40MBFQ24---3 |  | 24000 | 25000 | 20.5 | 11.7 | 11 | 2.1 | 76 | 100 | 206350381
COMFORTMAKER | DLCSRBH12AAK | DLFSFAH12XAK |  | 12000 | 12000 | 23.6 | 13 | 10 | 1.89 | 80 | 100 | 206350397
DAY & NIGHT | DLCSRBH18AAK | DLFSCAH18XAK |  | 16000 | 17000 | 20 | 12.5 | 9.5 | 1.75 | 92 | 94 | 206350409
HEIL | DLCSRBH12AAK | DLFSFAH12XAK |  | 12000 | 12000 | 23.6 | 13 | 10 | 1.89 | 80 | 100 | 206350419
KEEPRITE | DLCSRBH24AAK | DLFSFAH24XAK |  | 24000 | 25000 | 20.5 | 11.7 | 11 | 2.1 | 76 | 100 | 206350436
KENMORE | DLCSRBH18AAK | DLFSCAH18XAK |  | 16000 | 17000 | 20 | 12.5 | 9.5 | 1.75 | 92 | 94 | 206350442
KENMORE | DLCSRBH18AAK | DLFSFAH18XAK |  | 17000 | 18000 | 20.5 | 12.5 | 9.8 | 1.86 | 67 | 93 | 206350444
MIDEA | DLCSRBH18AAK | DLFSCAH18XAK |  | 16000 | 17000 | 20 | 12.5 | 9.5 | 1.75 | 92 | 94 | 206350453
TEMPSTAR | DLCSRBH12AAK | DLFSFAH12XAK |  | 12000 | 12000 | 23.6 | 13 | 10 | 1.89 | 80 | 100 | 206350463
SMART COMFORT | DLCSRBH09AAK | DLFSCAH09XAK |  | 9000 | 9800 | 20.5 | 13 | 10.3 | 1.8 | 92 | 102 | 206350470
AIRQUEST | DLCSRBH12AAK | DLFSFAH12XAK |  | 12000 | 12000 | 23.6 | 13 | 10 | 1.89 | 80 | 100 | 206350485
AIRQUEST | DLCSRBH18AAK | DLFSCAH18XAK |  | 16000 | 17000 | 20 | 12.5 | 9.5 | 1.75 | 92 | 94 | 206350486
AIRQUEST | DLCSRBH24AAK | DLFSFAH24XAK |  | 24000 | 25000 | 20.5 | 11.7 | 11 | 2.1 | 76 | 100 | 206350491
MDV | MOX330-12HFN1-MW5W | MSAG11B-12HRFN1-MV0W(GA) |  | 12000 | 12000 | 23.1 | 13 | 10.5 | 1.88 | 86 | 92 | 206361861
ARCOAIRE | DLCSRBH09AAK | DLFSHBH09XAK |  | 9000 | 12000 | 26.4 | 15.8 | 11.6 | 1.85 | 78 | 92 | 206361869
ARCOAIRE | DLCSRBH24AAK | DLFSHBH24XAK |  | 23000 | 26000 | 22.3 | 12.5 | 10.3 | 1.8 | 73 | 88 | 206361872
DAY & NIGHT | DLCSRBH12AAK | DLFSHBH12XAK |  | 12000 | 12000 | 23.1 | 13 | 10.5 | 1.88 | 86 | 92 | 206361880
HEIL | DLCSRBH09AAK | DLFSHBH09XAK |  | 9000 | 12000 | 26.4 | 15.8 | 11.6 | 1.85 | 78 | 92 | 206361884
KEEPRITE | DLCSRBH12AAK | DLFSHBH12XAK |  | 12000 | 12000 | 23.1 | 13 | 10.5 | 1.88 | 86 | 92 | 206361890
KENMORE | DLCSRBH18AAK | DLFSHBH18XAK |  | 18000 | 18000 | 22 | 13 | 10.6 | 1.89 | 62 | 96 | 206361896
MIDEA | DLCSRBH12AAJ | DLFSHBH12XAJ |  | 12000 | 12000 | 22.7 | 12.5 | 10.4 | 2.06 | 74 | 56 | 206361898
MIDEA | DLCSRBH09AAK | DLFSHBH09XAK |  | 9000 | 12000 | 26.4 | 15.8 | 11.6 | 1.85 | 78 | 92 | 206361899
MIDEA | DLCSRBH24AAK | DLFSHBH24XAK |  | 23000 | 26000 | 22.3 | 12.5 | 10.3 | 1.8 | 73 | 88 | 206361902
TEMPSTAR | DLCSRBH09AAK | DLFSHBH09XAK |  | 9000 | 12000 | 26.4 | 15.8 | 11.6 | 1.85 | 78 | 92 | 206361904
KADEN | KO-PSX12HP-2AAMA | KI-PSX12CT-2AAMA |  | 12000 | 12000 | 22.7 | 14 | 10 | 2.27 | 74 | 67 | 211793573
KADEN | KO-PSX12HP-2AAMA | KI-PSX12CW-2AAMA |  | 12000 | 12500 | 22 | 12.6 | 9.8 | 2.21 | 62 | 62 | 211793574
KADEN | KO-PSX18HP-2AAMA | KI-PSX18CT-2AAMA |  | 16000 | 19000 | 20.5 | 12.5 | 10.5 | 2.16 | 63 | 67 | 211793575
KADEN | KO-PSX18HP-2AAMA | KI-PSX18CW-2AAMA |  | 18000 | 19000 | 21.8 | 12.5 | 10.7 | 2.3 | 64 | 69 | 211793576
PolarWave | ACIQ-18ZPL-HP230B | ACIQ-18W-HH-MB |  | 18000 | 18000 | 21.5 | 12.5 | 11.3 | 1.8 | 83 | 100 | 212316073
PolarWave | ACIQ-12ZPL-HP230B | ACIQ-12CC-HH-MB |  | 12000 | 12000 | 22.3 | 12.7 | 10.2 | 1.89 | 83 | 94 | 212316076
ACIQ | ACIQ-12ZPL-HP230B | ACIQ-12FM-HH-MC |  | 12000 | 12000 | 24.2 | 13.3 | 10.7 | 1.99 | 85 | 99 | 210857331
DIYCOOL | ACIQ-18ZPL-HP230B | ACIQ-18W-HH-MC |  | 18000 | 18000 | 21.5 | 12.5 | 11.3 | 1.8 | 83 | 100 | 210857337
DIYCOOL | ACIQ-09ZPL-HP230B | SCC-0609-HH-M |  | 9000 | 10900 | 24 | 13 | 12.4 | 1.8 | 90 | 96 | 210857348
DIYCOOL | ACIQ-18ZPL-HP230B | SCC-1218-HH-M |  | 16700 | 20000 | 19.8 | 12.5 | 11.2 | 1.93 | 73 | 84 | 210857350
Cooper&Hunter | CH-HPR12-230VO | CH-12MCT1W-230VI |  | 12000 | 12500 | 23 | 13 | 10 | 1.8 | 76 | 88 | 210857422
ARCOAIRE | DLCSRBH06AAK | DLFSOAH09XAK |  | 6500 | 7100 | 22 | 14.5 | 10.8 | 2 | 80 | 113 | 210857426
COMFORTMAKER | DLCSRBH06AAK | DLFSOAH09XAK |  | 6500 | 7100 | 22 | 14.5 | 10.8 | 2 | 80 | 113 | 210857430
HEIL | DLCSRBH09AAK | DLFSOAH09XAK |  | 9000 | 10900 | 24 | 13 | 12.4 | 1.8 | 90 | 96 | 210857437
HEIL | DLCSRBH06AAK | DLFSOAH09XAK |  | 6500 | 7100 | 22 | 14.5 | 10.8 | 2 | 80 | 113 | 210857438
HEIL | DLCSRBH12AAK | DLFSOAH18XAK |  | 12000 | 12500 | 23 | 13 | 10 | 1.8 | 76 | 88 | 210857440
KEEPRITE | DLCSRBH12AAK | DLFSOAH18XAK |  | 12000 | 12500 | 23 | 13 | 10 | 1.8 | 76 | 88 | 210857444
KENMORE | DLCSRBH18AAK | DLFSOAH18XAK |  | 16700 | 20000 | 19.8 | 12.5 | 11.2 | 1.93 | 73 | 84 | 210857447
MIDEA | DLCSRBH12AAK | DLFSOAH18XAK |  | 12000 | 12500 | 23 | 13 | 10 | 1.8 | 76 | 88 | 210857452
SMART COMFORT | DLCSRBH06AAK | DLFSOAH09XAK |  | 6500 | 7100 | 22 | 14.5 | 10.8 | 2 | 80 | 113 | 210857458
CARRIER | 38MARBQ06AA3 | 40MCCAQ09XA3 |  | 6500 | 7100 | 22 | 14.5 | 10.8 | 2 | 80 | 113 | 210857465
CARRIER | 38MARBQ12AA3 | 40MCCAQ18XA3 |  | 12000 | 12500 | 23 | 13 | 10 | 1.8 | 76 | 88 | 210857466
Weathermaker | 38MARBQ06AA3 | 40MCCAQ09XA3 |  | 6500 | 7100 | 22 | 14.5 | 10.8 | 2 | 80 | 113 | 210857471
AC PRO.COM | AOX230-09HFN1-MW5W | ACBU-09HRFN1-MW0W |  | 9000 | 11000 | 22.5 | 13 | 11.5 | 2.34 | 73 | 70 | 211001948
LENNOX | MPC012S4S-1L | MWMC012S4-*L |  | 12000 | 12000 | 23.5 | 12.8 | 10 | 2.16 | 70 | 57 | 211034415
LENNOX | MPC018S4S-1P | M22A018S4-*P |  | 16000 | 19000 | 20.5 | 12.5 | 10.4 | 2.16 | 63 | 67 | 211034436
LENNOX | MLB012S4S-1P | MWMC012S4-*P |  | 12000 | 12000 | 25.5 | 13.5 | 10.4 | 1.8 | 83 | 100 | 211034441
LENNOX | MLB024S4S-1P | M33C024S4-*P |  | 24000 | 25000 | 20.5 | 11 | 11.5 | 2 | 84 | 103 | 211034458
LENNOX | MLB036S4S-2P | M33C036S4-*P |  | 36000 | 40000 | 19.4 | 9.5 | 10.5 | 1.85 | 83 | 100 | 211034459
AirEase | 4DHPS209S-1P | DWM209S4-*P |  | 9000 | 10000 | 25.5 | 15 | 11.9 | 2.17 | 85 | 75 | 211034468
AirEase | 4DHP2S18S-1P | DWM218S4-*P |  | 18000 | 19000 | 23.5 | 12.4 | 10.7 | 2.02 | 78 | 59 | 211034470
AirEase | 4DHP2S12S-1P | D22C112S4-*P |  | 11800 | 12000 | 22.7 | 13.9 | 9.9 | 2.27 | 74 | 67 | 211034482
AirEase | 4DHP2S48S-1P | D33C248S4-*P |  | 47000 | 50000 | 18.5 | 9.5 | 9.8 | 1.98 | 60 | 69 | 211034486
HEIL | DLCSRBH09AAK | DLFCCAH09XAK |  | 9000 | 10900 | 24 | 13 | 12.4 | 1.8 | 90 | 96 | 209270259
KENMORE | DLCSRBH18AAK | DLFCCAH18XAK |  | 16700 | 20000 | 19.8 | 12.5 | 11.2 | 1.93 | 73 | 84 | 209270268
AIRQUEST | DLCSRBH09AAK | DLFCCAH09XAK |  | 9000 | 10900 | 24 | 13 | 12.4 | 1.8 | 90 | 96 | 209270283
CARRIER | 38MARBQ09AA3 | 40MCCAQ09XA3 |  | 9000 | 10900 | 24 | 13 | 12.4 | 1.8 | 90 | 96 | 209270289
BRYANT | 38MARBQ09AA3 | 40MCCAQ09XA3 |  | 9000 | 10900 | 24 | 13 | 12.4 | 1.8 | 90 | 96 | 209270293
PAYNE | 38MARBQ18AA3 | 40MCCAQ18XA3 |  | 16700 | 20000 | 19.8 | 12.5 | 11.2 | 1.93 | 73 | 84 | 209270298
DAY & NIGHT | DLCSRBH12AAJ | DLFSHCH12XAJ |  | 12000 | 12000 | 23.5 | 13 | 10 | 2.16 | 70 | 57 | 208447636
DAY & NIGHT | DLCSRBH06AAK | DLFSHCH06XAK |  | 6000 | 7000 | 26.5 | 15.8 | 13.6 | 2.1 | 121 | 107 | 208447637
HEIL | DLCSRBH12AAK | DLFSHCH12XAK |  | 12000 | 12000 | 25.5 | 14 | 10.4 | 1.8 | 83 | 100 | 208447638
KEEPRITE | DLCSRBH24AAK | DLFSHCH24XAK |  | 24000 | 29000 | 21.5 | 13 | 11.4 | 2.21 | 73 | 86 | 208447647
KEEPRITE | DLCSRBH09AAK | DLFSHCH09XAK |  | 9000 | 12000 | 28.1 | 16.2 | 11.5 | 2 | 79 | 88 | 208447649
KEEPRITE | DLCSRBH12AAJ | DLFSHCH12XAJ |  | 12000 | 12000 | 23.5 | 13 | 10 | 2.16 | 70 | 57 | 208447652
KENMORE | DLCSRBH24AAK | DLFSHCH24XAK |  | 24000 | 29000 | 21.5 | 13 | 11.4 | 2.21 | 73 | 86 | 208447655
MIDEA | DLCSRBH06AAK | DLFSHCH06XAK |  | 6000 | 7000 | 26.5 | 15.8 | 13.6 | 2.1 | 121 | 107 | 208447669
TEMPSTAR | DLCSRBH24AAK | DLFSHCH24XAK |  | 24000 | 29000 | 21.5 | 13 | 11.4 | 2.21 | 73 | 86 | 208447671
SMART COMFORT | DLCSRBH24AAK | DLFSHCH24XAK |  | 24000 | 29000 | 21.5 | 13 | 11.4 | 2.21 | 73 | 86 | 208447679
SMART COMFORT | DLCSRBH18AAK | DLFSHCH18XAK |  | 18000 | 18000 | 21.5 | 12.5 | 11.3 | 1.8 | 83 | 100 | 208447683
SMART COMFORT | DLCSRBH06AAK | DLFSHCH06XAK |  | 6000 | 7000 | 26.5 | 15.8 | 13.6 | 2.1 | 121 | 107 | 208447685
AIRQUEST | DLCSRBH12AAK | DLFSHCH12XAK |  | 12000 | 12000 | 25.5 | 14 | 10.4 | 1.8 | 83 | 100 | 208447686
AIRQUEST | DLCSRBH18AAK | DLFSHCH18XAK |  | 18000 | 18000 | 21.5 | 12.5 | 11.3 | 1.8 | 83 | 100 | 208447691
Alsetria | MOX230-12HFN1-MV5W | MSEPB-12HRFN1-MW5W(GA) |  | 12000 | 12000 | 24.6 | 13.7 | 10.7 | 2.39 | 75 | 67 | 208121897
Alsetria | MOX330-12HFN1-MW5W | MSEPB-12HRFN1-MW5W(GA) |  | 12000 | 12000 | 25.5 | 14 | 10.4 | 1.8 | 83 | 100 | 208121902
EMI | MHSZ112DA | MHCAS12DA |  | 12000 | 12000 | 22.3 | 12.7 | 10.2 | 1.89 | 83 | 94 | 208121929
EMI | MHSZ124DA | MHCAS24DA |  | 24000 | 25000 | 20.5 | 11 | 11.5 | 2 | 84 | 103 | 208121931
PIONEER | YN012GMFI20RPD | CB012GMFILCFHD |  | 12000 | 12000 | 22.7 | 14 | 10 | 2.27 | 74 | 67 | 208121945
MIDEA | MOX430-12HFN1-MZ60W | MSOP1B-12HRFN1-MZ60W |  | 12000 | 12000 | 27 | 14 | 12 | 1.85 | 87 | 114 | 207821938
MIDEA | MOX230-12HFN1-BW0W | MSAG11B-12HRFN1-BU5W |  | 12000 | 12000 | 22.7 | 12.5 | 10.4 | 2.06 | 74 | 56 | 207821931
PERFECTAIRE | 3PAMSHH18-SZO | 3PAMSFCH18 |  | 17000 | 18000 | 20.5 | 12.5 | 9.8 | 1.86 | 67 | 93 | 207796634
PERFECTAIRE | 3PAMSHH18-SZO | 3PAMSCH18 |  | 16000 | 17000 | 20 | 12.5 | 9.5 | 1.75 | 92 | 94 | 207796632
Durastar | DRA1U24S1B | DRAF24F1A |  | 24000 | 24000 | 21.2 | 12.5 | 10.3 | 2.2 | 67 | 76 | 207787146
Durastar | DRA1U18S1B | DRAF18F1A |  | 18000 | 20000 | 23 | 12.5 | 10 | 2.08 | 64 | 65 | 207787142
Durastar | DRA1U12S1B | DRAS12F1B |  | 12000 | 12000 | 22.7 | 13 | 10.2 | 2.26 | 75 | 70 | 207787139
Durastar | DRA1U18S1B | DRAW18F1B |  | 18000 | 18000 | 24 | 13.5 | 10.5 | 2.44 | 78 | 71 | 207787132
COMFORTSTAR | CZP09CD(O) | TPA-09 |  | 9000 | 10000 | 20 | 13 | 10 | 1.9 | 75 | 74 | 207765973
BOSCH | BMS500-AAS024-1CSXHC | BMS500-AAU024-1AHCXC |  | 24000 | 25000 | 20.5 | 11 | 11.5 | 2 | 84 | 103 | 207760018
BOSCH | BMS500-AAS018-1CSXRC | BMS500-AAU018-1AHCXB |  | 16000 | 19000 | 20.5 | 12.5 | 10.5 | 2.16 | 63 | 67 | 207760015
Armstrong Air | 4DHPS209S-1P | D22C109S4-1P |  | 9000 | 10000 | 20 | 13 | 10 | 1.9 | 75 | 74 | 208106738
AirEase | 4DHPS209S-1P | D22C109S4-1P |  | 9000 | 10000 | 20 | 13 | 10 | 1.9 | 75 | 74 | 208106727
AirEase | 4DHP2S12S-1L | DWM212S4-1L |  | 12000 | 12000 | 23.5 | 13 | 10 | 2.16 | 70 | 57 | 208106724
DUCANE | 4DHPS209S-1P | DWM209S4-1P |  | 9000 | 10000 | 25.5 | 15 | 12.3 | 2.17 | 85 | 75 | 208106714
Allied | 4DHPS209S-1P | DWM209S4-1P |  | 9000 | 10000 | 25.5 | 15 | 12.3 | 2.17 | 85 | 75 | 208106703
AirEase | 4DHP2S18S-1P | D22C118S4-1P |  | 16000 | 19000 | 20.5 | 12.5 | 10.4 | 2.16 | 63 | 67 | 208106685
AirEase | 4DHP2S18S-1P | DWM218S4-1P |  | 18000 | 19000 | 23.5 | 12.4 | 10.7 | 2.02 | 78 | 59 | 208106682
Armstrong Air | 4DHP2S12S-1P | DWM212S4-1P |  | 12000 | 12000 | 24.6 | 13.7 | 10.7 | 2.39 | 75 | 67 | 208106672
DUCANE | 4DHP2S24S-1P | D33C224S4-1P |  | 23600 | 26000 | 21.5 | 12.3 | 9.6 | 2.2 | 73 | 71 | 208106668
DUCANE | 4DHP2S18S-1P | DWM218S4-1P |  | 18000 | 19000 | 23.5 | 12.4 | 10.7 | 2.02 | 78 | 59 | 208106664
Custom Comfort | CCOXHASZ24HP | CCOXHA4C24 |  | 24000 | 25000 | 20.5 | 11 | 11.5 | 2 | 84 | 103 | 212365412
Custom Comfort | CCOXHASZ17HP | CCOXHA4C18 |  | 16000 | 17000 | 20 | 12.5 | 9.5 | 1.75 | 92 | 94 | 212365411
Custom Comfort | CCOXHASZ24HP | CCOXHAWM24 |  | 24000 | 29000 | 21.5 | 13 | 11.4 | 2.21 | 73 | 86 | 212365407
Custom Comfort | CCOXHASZ12HP | CCOXHAWM12 |  | 12000 | 12000 | 25.5 | 14 | 10.4 | 1.8 | 83 | 100 | 212365405
Custom Comfort | CCOXHASZ09HP | CCOXHAWM09 |  | 9000 | 12000 | 28.1 | 16.2 | 11.5 | 2 | 79 | 88 | 212365404
Custom Comfort | CCOXHASZ06HP | CCOXHAWM06 |  | 6000 | 7000 | 26.5 | 15.8 | 13.6 | 2.1 | 121 | 107 | 212365403
MAXI AIR | NE-T52-SUPAE18E | NE-T52-SUPAE18I |  | 18000 | 18000 | 21.5 | 12.5 | 11.3 | 1.8 | 83 | 100 | 212348362
STEALTH | ACIQ-60ZPL-HP230B | ACIQ-60FM-HH-MB |  | 55000 | 60000 | 17.3 | 9 | 10.2 | 1.97 | 67 | 94 | 212316196
STEALTH | ACIQ-18ZPL-HP230B | ACIQ-18W-HH-MC |  | 18000 | 18000 | 21.5 | 12.5 | 11.3 | 1.8 | 83 | 100 | 212316187
STEALTH | ACIQ-06ZPL-HP230B | ACIQ-06W-HH-MC |  | 6000 | 7000 | 26.5 | 15.8 | 13.6 | 2.1 | 121 | 107 | 212316184
STEALTH | ACIQ-24ZPL-HP230B | ACIQ-24FM-HH-MB |  | 24000 | 25000 | 20.5 | 11.7 | 11 | 2.1 | 76 | 100 | 212316170
STEALTH | ACIQ-18ZPL-HP230B | ACIQ-18FM-HH-MB |  | 17000 | 18000 | 20.5 | 12.5 | 9.8 | 1.86 | 67 | 93 | 212316169
PolarWave | ACIQ-24ZPL-HP230B | ACIQ-24W-HH-MC |  | 24000 | 29000 | 21.5 | 13 | 11.4 | 2.21 | 73 | 86 | 212316102
PolarWave | ACIQ-09ZPL-HP230B | ACIQ-09W-HH-MC |  | 9000 | 12000 | 28.1 | 16.2 | 11.5 | 2 | 79 | 88 | 212316099
PolarWave | ACIQ-12ZPL-HP230B | ACIQ-12FM-HH-MB |  | 12000 | 12000 | 23.6 | 13 | 10 | 1.89 | 80 | 100 | 212316082
PolarWave | ACIQ-18ZPL-HP230B | ACIQ-18CC-HH-MB |  | 16000 | 17000 | 20 | 12.5 | 9.5 | 1.75 | 92 | 94 | 212316077
KLIMAIRE | KSIH024-H220-O-2 | KTIS24-H2 |  | 24000 | 25000 | 20.5 | 11 | 11.5 | 2 | 84 | 103 | 212316044
KARDA | 3KARDA12SZO | 3KARDA12UVW |  | 12000 | 12000 | 23.1 | 13 | 10.5 | 1.88 | 86 | 92 | 207430432
KARDA | 3KARDA09SZO | 3KARDA09UVW |  | 9000 | 12000 | 26.4 | 15.8 | 11.6 | 1.85 | 78 | 92 | 207430429
BLUERIDGE | BMY18DIY22C | BMY18DIY22WM |  | 18000 | 18000 | 22.7 | 12.6 | 9.8 | 2.05 | 77 | 65 | 207339180
MRCOOL | O-HH-09-HP-C-230A | O-09-HP-WMAH-230B |  | 9000 | 12000 | 28.1 | 16.2 | 11.5 | 2 | 79 | 88 | 207339161
MDV | MOE30U-48HFN1-MP0(GA) | MCD1-48HRFN1-M(GA) |  | 48000 | 50000 | 18.5 | 9.5 | 9.8 | 1.98 | 60 | 69 | 207338210
MDV | MOX230-09HFN1-MW5W | MSAG11B-09HRFN1-MX7W(GA) |  | 9000 | 10000 | 24 | 14.7 | 11.6 | 2.25 | 81 | 75 | 207215956
BRYANT | 38MARBQ06AA3 | 619AHBQ06XA3 |  | 6000 | 7000 | 26.5 | 15.8 | 13.6 | 2.1 | 121 | 107 | 207188938
PAYNE | 38MARBQ06AA3 | DHMAHBQ06XA3 |  | 6000 | 7000 | 26.5 | 15.8 | 13.6 | 2.1 | 121 | 107 | 207188935
KEEPRITE | DLCSRBH06AAK | DLFSHBH06XAK |  | 6000 | 7000 | 23.5 | 15 | 12 | 1.84 | 107 | 101 | 207188917
HEIL | DLCSRBH06AAK | DLFSHBH06XAK |  | 6000 | 7000 | 23.5 | 15 | 12 | 1.84 | 107 | 101 | 207188914
MDV | MOX230-09HFN1-MW5W | MSAG11A-06HRFN1-MU0W |  | 6000 | 7000 | 23.5 | 15 | 12 | 1.84 | 107 | 101 | 207178565
KERR | A-KMH24SU-1A | B-KMH24SU-1 |  | 21600 | 23400 | 18.9 | 11.7 | 10.4 | 1.89 | 83 | 100 | 206913038
MDV | MOX230-12HFN1-BW0W-9K | MSAG11B-12HRFN1-BU5W-9K |  | 9000 | 10000 | 23 | 13.8 | 9.8 | 2.06 | 59 | 67 | 206909896
FRANKLIN | MSH183E23MCAA | MST183E20ACAA |  | 16000 | 17000 | 20 | 12.5 | 9.5 | 1.75 | 92 | 94 | 206900434
MDV | MOX430-17HFN1-MT0W-L | MCA3U-18HRFN1-M(C) |  | 15700 | 17000 | 20 | 12.5 | 9.5 | 1.75 | 92 | 94 | 207658615
MDV | MOD33-24HFN1-MT0W-L | MCD1-24HRFN1-MT0W(GA) |  | 23600 | 26000 | 21.5 | 12.3 | 9.6 | 2.2 | 73 | 71 | 207658603
MDV | MOX430-18HFN1-MU0W-L | MUEU-18HRFN1-M(C) |  | 18000 | 20000 | 23 | 12.5 | 9.9 | 2.08 | 64 | 65 | 207658598
MDV | MOD33-24HFN1-MT0W-L | MSEPD-24HRFN1-MU0W |  | 24000 | 25000 | 22 | 14 | 9.9 | 1.8 | 65 | 62 | 207658591
SENVILLE | SENA/18HF/OQ | SENA/18HF/IQ |  | 18000 | 18000 | 21.5 | 12.5 | 11.3 | 1.8 | 83 | 100 | 207657629
KERR | A-KMH24SV-1 | C-VMH24CV-1 |  | 24000 | 25000 | 20.5 | 11 | 11.5 | 2 | 84 | 103 | 207657400
KERR | A-KMH18SV-1 | B-KMH18SV-1 |  | 18000 | 18000 | 21.5 | 12.5 | 11.3 | 1.8 | 83 | 100 | 207657396
SENVILLE | SENA/24HF/OQ | SENA/24HF/IF |  | 24000 | 25000 | 20.5 | 11.7 | 11 | 2.1 | 76 | 100 | 207641351
SENVILLE | SENA/12HF/OQ | SENA/12HF/IFQ |  | 12000 | 12000 | 23.6 | 13 | 10 | 1.89 | 80 | 100 | 207641349
SENVILLE | SENA/12HF/OQ | SENA/12HF/ICZ |  | 12000 | 12000 | 22.3 | 12.7 | 10.2 | 1.89 | 83 | 94 | 207641342
AIRQUEST | DLCPRBH12AAK | DLFPHBH12XAK |  | 12000 | 12000 | 25.3 | 14 | 11.7 | 1.85 | 87 | 114 | 207614978
AIRQUEST | DLCPRBH09AAK | DLFPHBH09XAK |  | 9000 | 12000 | 27 | 16 | 17.5 | 1.85 | 87 | 114 | 207614977
KEEPRITE | DLCPRBH12AAK | DLFPHBH12XAK |  | 12000 | 12000 | 25.3 | 14 | 11.7 | 1.85 | 87 | 114 | 207614968
HEIL | DLCPRBH09AAK | DLFPHBH09XAK |  | 9000 | 12000 | 27 | 16 | 17.5 | 1.85 | 87 | 114 | 207614965
DAY & NIGHT | DLCPRBH12AAK | DLFPHBH12XAK |  | 12000 | 12000 | 25.3 | 14 | 11.7 | 1.85 | 87 | 114 | 207614964
COMFORTMAKER | DLCPRBH12AAK | DLFPHBH12XAK |  | 12000 | 12000 | 25.3 | 14 | 11.7 | 1.85 | 87 | 114 | 207614962
PAYNE | 38MPRBQ12AA3 | DHMPHBQ12XA3 |  | 12000 | 12000 | 27 | 14 | 12 | 1.85 | 87 | 114 | 207614954
PERFECTAIRE | 3PAMSHH12-SZO | 3PAMSHH12-UVW |  | 12000 | 12000 | 23.1 | 13 | 10.5 | 1.88 | 86 | 92 | 207614055
PERFECTAIRE | 3PAMSHH09-SZO | 3PAMSHH09-UVW |  | 9000 | 12000 | 26.4 | 15.8 | 11.6 | 1.85 | 78 | 92 | 207614054
MDV | MOX430-18HFN1-MU0W | MSEPC-18HRFN1-MU0W |  | 18000 | 19000 | 23.5 | 12.5 | 10.8 | 2.02 | 78 | 59 | 207613862
MDV | MOX230-09HFN1-MW5W | MSABB-09HRFN1-MX0W |  | 9000 | 10000 | 24 | 14 | 11.4 | 2.18 | 83 | 78 | 207591144
MDV | MOX230-09HFN1-BW0W | MSABB-09HRFN1-BW0W |  | 9000 | 10000 | 24 | 14 | 9.6 | 2 | 60 | 65 | 207591139
MDV | MOX230-12HFN1-BW0W | MSABB-12HRFN1-BU5W |  | 12000 | 12000 | 22.7 | 12.5 | 10 | 2 | 70 | 54 | 207591136
Olimpia Splendid | OS-CENIH09EI | OS-SENIH09EI |  | 9000 | 10000 | 23 | 13.8 | 9.8 | 2.06 | 59 | 67 | 206909906
GOODMAN | MSH123E23MCAA | MST123E20ACAA |  | 12000 | 12000 | 22.3 | 12.7 | 10.2 | 1.89 | 83 | 94 | 206900425
FRANKLIN | MSH243E23MCAA | MSH243E23AXAA |  | 21600 | 23400 | 18.9 | 11.7 | 10.4 | 1.89 | 83 | 100 | 206764065
NAPOLEON | NH25-24H-O | NH25-24F-I |  | 21600 | 23400 | 18.9 | 11.7 | 10.4 | 1.89 | 83 | 100 | 206598613
ELIOS | DEA18HOS28230E8 | DUA18HICU230X5 |  | 16000 | 17000 | 20 | 12.5 | 9.5 | 1.75 | 92 | 94 | 207742441
ELIOS | DEA48HOS18230S5 | DUA48HICU230X5 |  | 48000 | 50000 | 18.5 | 9.5 | 9.8 | 1.98 | 60 | 69 | 207742438
ELIOS | DEA12HOS25230E8 | DUA12HICU230X5 |  | 12000 | 12000 | 22.7 | 14 | 10 | 2.27 | 74 | 67 | 207742434
ELIOS | DEA12HOS28230E8 | DEA12HIW25230E8 |  | 12000 | 12000 | 25.5 | 14 | 10.4 | 1.8 | 83 | 100 | 207742430
ELIOS | DEA06HOS28230E8 | DEA06HIW25230E8 |  | 6000 | 7000 | 26.5 | 15.8 | 13.6 | 2.1 | 121 | 107 | 207742428
ELIOS | DEA12HOS25230E8 | DEA12HIW25230E8 |  | 12000 | 12000 | 24.6 | 13.7 | 10.7 | 2.39 | 75 | 67 | 207742425
SUPREME | YS25E-18HRDN1 | YS25E-18HRDN1 |  | 18000 | 19000 | 23.5 | 12.5 | 10.8 | 2.02 | 78 | 59 | 207742404
C&H | CH-NHPR36LCU-230VO | CH-N36LCCT-230VI |  | 36000 | 40000 | 19.4 | 9.5 | 10.5 | 1.85 | 83 | 100 | 207742346
C&H | CH-HPR24-230VO | CH-24MSPHFC-230VI |  | 24000 | 25000 | 20.5 | 11.7 | 11 | 2.1 | 76 | 100 | 207742337
C&H | CH-HPR24-230VO | CH-N24MSPHCT-230VI |  | 24000 | 25000 | 20.5 | 11 | 11.5 | 2 | 84 | 103 | 207742335
C&H | CH-HPR18-230VO | CH-18MSPHCT-230VI |  | 16000 | 17000 | 20 | 12.5 | 9.5 | 1.75 | 92 | 94 | 207742332
C&H | CH-HPR12-230VO | CH-12MSPHCT-230VI |  | 12000 | 12000 | 22.3 | 12.7 | 10.2 | 1.89 | 83 | 94 | 207742329
C&H | CH-ES24-230VO | CH-24MSPHFC-230VI |  | 24000 | 24000 | 21.2 | 12.5 | 10.3 | 2.2 | 67 | 76 | 207742326
C&H | CH-ES24-230VO | CH-N24MSPHCT-230VI |  | 24000 | 25000 | 21.5 | 12.5 | 9.7 | 2.2 | 76 | 74 | 207742324
C&H | CH-ES09-230VO | CH-09MSPHCT-230VI |  | 9000 | 10000 | 20 | 13 | 10 | 1.9 | 75 | 74 | 207742316
C&H | CH-HPR24-230VO | CH-24MOLVWM-230VI |  | 23000 | 26000 | 22.3 | 12.5 | 10.3 | 1.8 | 73 | 88 | 207740522
C&H | CH-HPR09-230VO | CH-09MOLVWM-230VI |  | 9000 | 12000 | 26.4 | 15.8 | 11.6 | 1.85 | 78 | 92 | 207740519
C&H | CH-HPR06F9-230VO | CH-06MOLVWM-230VI |  | 6000 | 7000 | 23.5 | 15 | 12 | 1.84 | 107 | 101 | 207740518
C&H | CH-ES12-230VO | CH-12MOLVWM-230VI |  | 12000 | 12000 | 23.1 | 13 | 10.8 | 2.41 | 83 | 70 | 207740513
KENMORE | DLCPRBH18AAK | DLFPHBH18XAK |  | 18000 | 20000 | 26.3 | 15.3 | 15.5 | 2.89 | 101 | 120 | 207826649
HEIL | DLCPRBH18AAK | DLFPHBH18XAK |  | 18000 | 20000 | 26.3 | 15.3 | 15.5 | 2.89 | 101 | 120 | 207826647
LENNOX | LISH024000P431-D | LICH4024180P431-D |  | 24000 | 25000 | 21.5 | 12.5 | 9.7 | 2.2 | 76 | 74 | 207825606
LENNOX | LISH018000P431-D | LICH4018180P431-C |  | 16000 | 19000 | 20.5 | 12.5 | 10.5 | 2.16 | 63 | 67 | 207825605
LENNOX | LISH048000P431-D | LIUH048180P431-C |  | 48000 | 50000 | 18.9 | 9.3 | 10 | 1.85 | 58 | 70 | 207825603
DIYCOOL | ACIQ-18ZPL-HP230B | ACIQ-18CC-HH-MB |  | 16000 | 17000 | 20 | 12.5 | 9.5 | 1.75 | 92 | 94 | 207825556
DIYCOOL | ACIQ-12ZPL-HP230B | ACIQ-12W-HH-MB |  | 12000 | 12000 | 25.5 | 14 | 10.4 | 1.8 | 83 | 100 | 207825551
DIYCOOL | ACIQ-09ZPL-HP230B | ACIQ-09W-HH-MB |  | 9000 | 12000 | 28.1 | 16.2 | 11.5 | 2 | 79 | 88 | 207825550
ACIQ | ACIQ-12ZPL-HP230B | ACIQ-12FM-HH-MB |  | 12000 | 12000 | 23.6 | 13 | 10 | 1.89 | 80 | 100 | 207825542
ACIQ | ACIQ-09ZPL-HP230B | ACIQ-09CC-HH-MB |  | 9000 | 9800 | 20.5 | 13 | 10.3 | 1.8 | 92 | 102 | 207825535
ACIQ | ACIQ-24ZPL-HP230B | ACIQ-24W-HH-MB |  | 24000 | 29000 | 21.5 | 13 | 11.4 | 2.21 | 73 | 86 | 207825534
ACIQ | ACIQ-09ZPL-HP230B | ACIQ-09W-HH-MB |  | 9000 | 12000 | 28.1 | 16.2 | 11.5 | 2 | 79 | 88 | 207825531
1HVAC | ACIQ-24ZPL-HP230B | ACIQ-24FM-HH-MB |  | 24000 | 25000 | 20.5 | 11.7 | 11 | 2.1 | 76 | 100 | 207825525
YONAN | YOD-24HFN1 | YUE-24HRFN1 |  | 24000 | 24000 | 21.2 | 12.5 | 10.3 | 2.2 | 67 | 76 | 208106981
Allied | 4DHPS209S-1P | DWM206S4-1P |  | 6000 | 7000 | 26.5 | 15.8 | 13.6 | 2.1 | 121 | 107 | 208106761
CONCORD | 4DHPS209S-1P | D22C109S4-1P |  | 9000 | 10000 | 20 | 13 | 10 | 1.9 | 75 | 74 | 208106749
CONCORD | 4DHP2S12S-1L | DWM212S4-1L |  | 12000 | 12000 | 23.5 | 13 | 10 | 2.16 | 70 | 57 | 208106746
Armstrong Air | 4DHP2S12S-1L | DWM212S4-1L |  | 12000 | 12000 | 23.5 | 13 | 10 | 2.16 | 70 | 57 | 208106735
AirEase | 4DHPS209S-1P | DWM209S4-1P |  | 9000 | 10000 | 25.5 | 15 | 12.3 | 2.17 | 85 | 75 | 208106725
CONCORD | 4DHP2S12S-1P | D22C112S4-1P |  | 11800 | 12000 | 22.7 | 13.9 | 9.9 | 2.27 | 74 | 67 | 208106693
Armstrong Air | 4DHP2S18S-1P | D22C118S4-1P |  | 16000 | 19000 | 20.5 | 12.5 | 10.4 | 2.16 | 63 | 67 | 208106676
Armstrong Air | 4DHP2S18S-1P | DWM218S4-1P |  | 18000 | 19000 | 23.5 | 12.4 | 10.7 | 2.02 | 78 | 59 | 208106673
Allied | 4DHP2S24S-1P | DWM224S4-1P |  | 24000 | 25000 | 22 | 14 | 9.9 | 1.8 | 65 | 62 | 208106655
Allied | 4DHP2S18S-1P | DWM218S4-1P |  | 18000 | 19000 | 23.5 | 12.4 | 10.7 | 2.02 | 78 | 59 | 208106654
MDV | MOX430-09HFN1-MZG5W | MSOP1B-09HRFN1-MZG5W-CA |  | 9000 | 12000 | 27 | 16 | 17.5 | 1.85 | 87 | 114 | 208497422
NOVAIR | LEA12SZ35SK-O | 2LEA12UUSK-I |  | 12000 | 12000 | 25.5 | 14 | 10.4 | 1.8 | 83 | 100 | 211709683
NOVAIR | LEA09SZ35SK-O | 2LEA09UUSK-I |  | 9000 | 12000 | 28.1 | 16.2 | 11.5 | 2 | 79 | 88 | 211709682
NOVAIR | LEA18SZ25SK-O | 2LEA18UUSK-I |  | 18000 | 19000 | 23.5 | 12.5 | 10.8 | 2.02 | 78 | 59 | 211709679
Alsetria | MOX330-12HFN1-MW5W | MCBU-12HRFN1-MV0W |  | 12000 | 12500 | 23 | 13 | 10 | 1.8 | 76 | 88 | 211644100
Alsetria | MOX430-18HFN1-MU0W | MFA2U-16HRFN1-MV0W |  | 16000 | 17000 | 22.4 | 12.5 | 10.4 | 2.32 | 79 | 75 | 211644097
ECO-AIR | MOX330-12HFN1-MW5W | MCBU-12HRFN1-MV0W |  | 12000 | 12500 | 23 | 13 | 10 | 1.8 | 76 | 88 | 211644094
ECO-AIR | MOX430-18HFN1-MU0W | MFA2U-16HRFN1-MV0W |  | 16000 | 17000 | 22.4 | 12.5 | 10.4 | 2.32 | 79 | 75 | 211644091
ECO-AIR | MOD30-24HFN1-MU0W | MCD1-24HRFN1-MT0W(GA) |  | 24000 | 25000 | 20.5 | 11 | 11.5 | 2 | 84 | 103 | 211644071
ECO-AIR | MOX330-09HFN1-MY5W | CCA3U-09HRFN1-M(C) |  | 9000 | 9800 | 20.5 | 13 | 10.3 | 1.8 | 92 | 102 | 211644068
ECO-AIR | MOX230-09HFN1-MW5W | CCA3U-09HRFN1-M(C) |  | 9000 | 10000 | 20 | 13 | 10 | 1.9 | 75 | 74 | 211644056
Relief Sciences | LANG18OD35-1 | LANG18ID-25 |  | 18000 | 18000 | 22 | 13 | 10.6 | 1.89 | 62 | 96 | 212615013
MIDEA | MOE30U-42HFN1-MP0(GA) | MUE-42HRFN1-M(C) |  | 48000 | 50000 | 18.9 | 9.3 | 10 | 1.85 | 58 | 70 | 212528019
Cooper&Hunter | CH-HPR35-230VO | CH-35HASTWM-230VI |  | 33000 | 35000 | 19.5 | 12 | 10 | 1.8 | 82 | 99 | 212528018
HEIL | DLCPRAH18AAK | DLFPHBH18XAK |  | 18000 | 18000 | 24.1 | 12.4 | 12 | 1.92 | 68 | 89 | 212521287
Weathermaker | 38MPRAQ18AA3 | DHMPHBQ18XA3 |  | 18000 | 18000 | 24.1 | 12.4 | 12 | 1.92 | 68 | 89 | 212521282
LPS Legacy | DLCPRAH12AAK | DLFPHBH12XAK |  | 12000 | 12000 | 18.2 | 11 | 10 | 1.82 | 57 | 103 | 212521278
KEEPRITE | DLCPRAH12AAK | DLFPHBH12XAK |  | 12000 | 12000 | 18.2 | 11 | 10 | 1.82 | 57 | 103 | 212521266
MIDEA | 38MPRAQ12AA3 | DHMPHBQ12XA3 |  | 12000 | 12000 | 18.2 | 11 | 10 | 1.82 | 57 | 103 | 212521256
MDV | MOCA30-12HFN1-MZ50W | MSOP1B-12HRFN1-MZ60W |  | 12000 | 12000 | 18.2 | 11 | 10 | 1.82 | 57 | 103 | 212519802
Weathermaker | 38MPRAQ24AA3 | DHMPHAQ24XA3 |  | 22000 | 24000 | 23.5 | 13.7 | 10.5 | 1.94 | 64 | 98 | 212436236
SEA BREEZE+ | SZ18H424ZMO | WM18H424ZMI |  | 18000 | 18000 | 24 | 13.5 | 10.5 | 2.44 | 78 | 71 | 208128264
Armstrong Air | 4DHP2S09S-1P | DWM209S4-1P |  | 9000 | 10000 | 25.5 | 15 | 12.3 | 2.17 | 85 | 75 | 208128188
Allied | 4DHP2S09S-1P | DWM209S4-1P |  | 9000 | 10000 | 25.5 | 15 | 12.3 | 2.17 | 85 | 75 | 208128182
PIONEER | YN009GMFI20RPD | CB009GMFILCFHD |  | 9000 | 10000 | 20 | 13 | 10 | 1.9 | 75 | 74 | 208121944
EMI | MHSZ109DA | MHCAS09DA |  | 9000 | 9800 | 20.5 | 13 | 10.3 | 1.8 | 92 | 102 | 208121928
EMI | MHSZ109DA | MHWAL09DA |  | 9000 | 12000 | 28.1 | 16.2 | 11.5 | 2 | 79 | 88 | 208121924
Alsetria | MOX330-09HFN1-MY5W | MSEPB-09HRFN1-MY5W(GA) |  | 9000 | 12000 | 28.1 | 16.2 | 11.5 | 2 | 79 | 88 | 208121901
AIRQUEST | DLCSRBH24AAK | DLFSHBH24XAK |  | 23000 | 26000 | 22.3 | 12.5 | 10.3 | 1.8 | 73 | 88 | 206361917
AIRQUEST | DLCSRBH09AAK | DLFSHBH09XAK |  | 9000 | 12000 | 26.4 | 15.8 | 11.6 | 1.85 | 78 | 92 | 206361914
SMART COMFORT | DLCSRBH24AAK | DLFSHBH24XAK |  | 23000 | 26000 | 22.3 | 12.5 | 10.3 | 1.8 | 73 | 88 | 206361912
SMART COMFORT | DLCSRBH12AAJ | DLFSHBH12XAJ |  | 12000 | 12000 | 22.7 | 12.5 | 10.4 | 2.06 | 74 | 56 | 206361908
TEMPSTAR | DLCSRBH24AAK | DLFSHBH24XAK |  | 23000 | 26000 | 22.3 | 12.5 | 10.3 | 1.8 | 73 | 88 | 206361907
MIDEA | DLCSRBH18AAK | DLFSHBH18XAK |  | 18000 | 18000 | 22 | 13 | 10.6 | 1.89 | 62 | 96 | 206361901
KENMORE | DLCSRBH09AAK | DLFSHBH09XAK |  | 9000 | 12000 | 26.4 | 15.8 | 11.6 | 1.85 | 78 | 92 | 206361894
DAY & NIGHT | DLCSRBH24AAK | DLFSHBH24XAK |  | 23000 | 26000 | 22.3 | 12.5 | 10.3 | 1.8 | 73 | 88 | 206361882
DAY & NIGHT | DLCSRBH18AAK | DLFSHBH18XAK |  | 18000 | 18000 | 22 | 13 | 10.6 | 1.89 | 62 | 96 | 206361881
DAY & NIGHT | DLCSRBH12AAJ | DLFSHBH12XAJ |  | 12000 | 12000 | 22.7 | 12.5 | 10.4 | 2.06 | 74 | 56 | 206361878
COMFORTMAKER | DLCSRBH12AAK | DLFSHBH12XAK |  | 12000 | 12000 | 23.1 | 13 | 10.5 | 1.88 | 86 | 92 | 206361875
MDV | MOX230-12HFN1-BW0W | MSAG11B-12HRFN1-BU5W |  | 12000 | 12000 | 22.7 | 12.5 | 10.4 | 2.06 | 74 | 56 | 206361864
MDV | MOX430-17HFN1-MT0W | MSAG11D-18HRFN1-MT8W |  | 18000 | 18000 | 22 | 13 | 10.6 | 1.89 | 62 | 96 | 206361862
SMART COMFORT | DLCSRBH24AAK | DLFSFAH24XAK |  | 24000 | 25000 | 20.5 | 11.7 | 11 | 2.1 | 76 | 100 | 206350480
SMART COMFORT | DLCSRBH18AAK | DLFSCAH18XAK |  | 16000 | 17000 | 20 | 12.5 | 9.5 | 1.75 | 92 | 94 | 206350475
TEMPSTAR | DLCSRBH24AAK | DLFSFAH24XAK |  | 24000 | 25000 | 20.5 | 11.7 | 11 | 2.1 | 76 | 100 | 206350469
TEMPSTAR | DLCSRBH18AAK | DLFSFAH18XAK |  | 17000 | 18000 | 20.5 | 12.5 | 9.8 | 1.86 | 67 | 93 | 206350466
MIDEA | DLCSRBH24AAK | DLFSFAH24XAK |  | 24000 | 25000 | 20.5 | 11.7 | 11 | 2.1 | 76 | 100 | 206350458
KENMORE | DLCSRBH24AAK | DLFSFAH24XAK |  | 24000 | 25000 | 20.5 | 11.7 | 11 | 2.1 | 76 | 100 | 206350447
KENMORE | DLCSRBH12AAK | DLFSCAH12XAK |  | 12000 | 12000 | 22.3 | 12.7 | 10.2 | 1.89 | 83 | 94 | 206350439
KEEPRITE | DLCSRBH12AAK | DLFSCAH12XAK |  | 12000 | 12000 | 22.3 | 12.7 | 10.2 | 1.89 | 83 | 94 | 206350428
KEEPRITE | DLCSRBH09AAK | DLFSCAH09XAK |  | 9000 | 9800 | 20.5 | 13 | 10.3 | 1.8 | 92 | 102 | 206350426
HEIL | DLCSRBH24AAK | DLFSFAH24XAK |  | 24000 | 25000 | 20.5 | 11.7 | 11 | 2.1 | 76 | 100 | 206350425
HEIL | DLCSRBH18AAK | DLFSFAH18XAK |  | 17000 | 18000 | 20.5 | 12.5 | 9.8 | 1.86 | 67 | 93 | 206350422
HEIL | DLCSRBH09AAK | DLFSCAH09XAK |  | 9000 | 9800 | 20.5 | 13 | 10.3 | 1.8 | 92 | 102 | 206350415
COMFORTMAKER | DLCSRBH24AAK | DLFSFAH24XAK |  | 24000 | 25000 | 20.5 | 11.7 | 11 | 2.1 | 76 | 100 | 206350403
ARCOAIRE | DLCSRBH12AAK | DLFSFAH12XAK |  | 12000 | 12000 | 23.6 | 13 | 10 | 1.89 | 80 | 100 | 206350386
ARCOAIRE | DLCSRBH12AAK | DLFSCAH12XAK |  | 12000 | 12000 | 22.3 | 12.7 | 10.2 | 1.89 | 83 | 94 | 206350384
CARRIER | 38MARBQ06AA3 | 40MAHBQ06XA3 |  | 6000 | 7000 | 26.5 | 15.8 | 13.6 | 2.1 | 121 | 107 | 207188939
SMART COMFORT | DLCSRBH06AAK | DLFSHBH06XAK |  | 6000 | 7000 | 23.5 | 15 | 12 | 1.84 | 107 | 101 | 207188929
COMFORTMAKER | DLCSRBH06AAK | DLFSHBH06XAK |  | 6000 | 7000 | 23.5 | 15 | 12 | 1.84 | 107 | 101 | 207188908
ARCOAIRE | DLCSRBH06AAK | DLFSHBH06XAK |  | 6000 | 7000 | 23.5 | 15 | 12 | 1.84 | 107 | 101 | 207188905
CTMorley | MOU-A12H-2 | MIU-A12C-2 |  | 12000 | 12000 | 22.3 | 12.7 | 10.2 | 1.89 | 83 | 94 | 209843058
TGM | MRSVHT48AS | MUVHT48S |  | 48000 | 50000 | 18.9 | 9.3 | 10 | 1.85 | 58 | 70 | 209843026
CLASSIC | MRSVHC48AS | MUVHC48S |  | 48000 | 50000 | 18.9 | 9.3 | 10 | 1.85 | 58 | 70 | 209843010
CLASSIC | MC4VHC18S | MUVHC18S |  | 18000 | 20000 | 23 | 12.5 | 10 | 2.08 | 64 | 65 | 209843007
AC PRO.COM | AOD32-24HFN1-MT0W | AUEU-24HRFN1-M(C) |  | 24000 | 24000 | 21.2 | 12.5 | 10.3 | 2.2 | 67 | 76 | 209748108
AC PRO.COM | AOX430-18HFN1-MT8W | ACCA3U-18HRFN1-M(C) |  | 16000 | 19000 | 20.5 | 12.5 | 10.5 | 2.16 | 63 | 67 | 209748101
CTMorley | MOU-A18H-2 | MIU-A18W-2 |  | 18000 | 18000 | 22 | 13 | 10.6 | 1.89 | 62 | 96 | 209694747
CTMorley | MOU-A09H-2 | MIU-A09W-2 |  | 9000 | 12000 | 26.4 | 15.8 | 11.6 | 1.85 | 78 | 92 | 209694745
TGM | MRAPT24AS | MWAPT24S |  | 24000 | 25000 | 22 | 14 | 10 | 1.8 | 65 | 62 | 209550325
TGM | MRAPT12AS | MWAPT12S |  | 12000 | 12000 | 25.5 | 14 | 10.4 | 1.8 | 83 | 100 | 209550324
C&H | CH-HPR18-230VO | CH-B18MOLVWM-230VI |  | 18000 | 18000 | 22 | 13 | 10.6 | 1.89 | 62 | 96 | 210665994
C&H | CH-ES18-230VO | CH-B18MOLVWM-230VI |  | 18000 | 18000 | 24 | 13.5 | 10.5 | 2.44 | 78 | 71 | 210665990
C&H | CH-ES12-230VO | CH-B12MOLVWM-230VI |  | 12000 | 12000 | 23.1 | 13 | 10.8 | 2.41 | 83 | 70 | 210665989
C&H | CH-ES12-115VO | CH-B12OLVWM-115VI |  | 12000 | 12000 | 22.7 | 12.5 | 10.4 | 2.06 | 74 | 56 | 210665986
LENNOX | MLB018S4S-1P | M22A018S4* |  | 15700 | 17000 | 20 | 12.5 | 9.5 | 1.75 | 92 | 94 | 210665644
LENNOX | MLB018S4S-1P | MWMC018S4* |  | 18000 | 18000 | 21.5 | 12.5 | 11.2 | 1.8 | 83 | 100 | 210665629
LENNOX | MLB009S4S-1P | MWMC009S4* |  | 9000 | 12000 | 28.1 | 16.2 | 11.5 | 2 | 79 | 88 | 210665627
LENNOX | MPC048S4S-1P | M33C048S4* |  | 47000 | 50000 | 18.5 | 9.5 | 9.8 | 1.98 | 60 | 69 | 210665626
LENNOX | MPC024S4S-1P | M33C024S4* |  | 23600 | 26000 | 21.5 | 12.3 | 9.6 | 2.2 | 73 | 71 | 210665624
LENNOX | MPC009S4S-1P | M22A009S4* |  | 8900 | 10000 | 20 | 13 | 10 | 1.9 | 75 | 74 | 210665621
LENNOX | MPC018S4S-1P | MCFB018S4* |  | 18000 | 20000 | 23 | 12.5 | 9.9 | 2.08 | 64 | 65 | 210665617
FUJIECO | FEFS-36H2MD01(O) | FEFS-36H2MD01(I) |  | 36000 | 36000 | 19.2 | 9.5 | 10 | 2 | 70 | 63 | 210655534
Relief Sciences | LANG12OD25-1 | LANG12ID-25 |  | 12000 | 12000 | 23.1 | 13 | 10.8 | 2.41 | 83 | 70 | 210655374
MDV | MOD30-24HFN1-MU0W-L | MSEPD-24HRFN1-MU0W |  | 24000 | 29000 | 21.5 | 13 | 11.4 | 2.21 | 73 | 86 | 210644038
Conforto | MHSZ112DA | MHCAS12DA |  | 12000 | 12000 | 22.3 | 12.7 | 10.2 | 1.89 | 83 | 94 | 210605807
LENNOX | MLB009S4S-1P | M22A009S4* |  | 9000 | 9800 | 20.5 | 13 | 10.2 | 1.8 | 92 | 102 | 210665642
LENNOX | MLB018S4S-1P | MCFB018S4* |  | 17000 | 18000 | 20.5 | 12.5 | 9.8 | 1.86 | 67 | 93 | 210665638
LENNOX | MPC018S4S-1P | M22A018S4* |  | 16000 | 19000 | 20.5 | 12.5 | 10.4 | 2.16 | 63 | 67 | 210665623
LENNOX | MPC018S4S-1P | MWMC018S4* |  | 18000 | 19000 | 23.5 | 12.4 | 10.7 | 2.02 | 78 | 59 | 210665605
LENNOX | MPC012S4S-1P | MWMC012S4* |  | 12000 | 12000 | 24.6 | 13.7 | 10.7 | 2.39 | 75 | 67 | 210665604
Conforto | MHSZ124DA | MHWAL24DA |  | 24000 | 29000 | 21.5 | 13 | 11.4 | 2.21 | 73 | 86 | 210605805
Conforto | MHSZ109DA | MHWAL09DA |  | 9000 | 12000 | 28.1 | 16.2 | 11.5 | 2 | 79 | 88 | 210605802
Conforto | MHSZ106DA | MHWAL06DA |  | 6000 | 7000 | 26.5 | 15.8 | 13.6 | 2.1 | 121 | 107 | 210605801
ECO AC | EHH-O09BB | EHH-C09BA |  | 9000 | 10000 | 20 | 13 | 10 | 1.9 | 75 | 74 | 210586146
KERR | A-KMH18SV-1 | B-KMH18CU-1 |  | 16000 | 17000 | 20 | 12.5 | 9.5 | 1.75 | 92 | 94 | 210568254
KERR | A-KMH09SV-1 | B-KMH09CU-1 |  | 9000 | 9800 | 20.5 | 13 | 10.3 | 1.8 | 92 | 102 | 210568249
KERR | A-KMH24SV-1 | B-KMH24CV-1 |  | 24000 | 25000 | 20.5 | 11 | 11.5 | 2 | 84 | 103 | 210568248
COMFORT-AIRE | A-VMH12SV-1 | B-VMH12FU-1 |  | 12000 | 12000 | 23.6 | 13 | 10 | 1.89 | 80 | 100 | 210568242
COMFORT-AIRE | A-VMH09SV-1 | B-VMH09CU-1 |  | 9000 | 9800 | 20.5 | 13 | 10.3 | 1.8 | 92 | 102 | 210568241
COMFORT-AIRE | A-VMH18SV-1 | B-VMH18UU-1 |  | 17000 | 18000 | 20.5 | 12.5 | 9.8 | 1.86 | 67 | 93 | 210568237
Durastar | DRA1H18S1A | DRAC18F1A |  | 16000 | 17000 | 20 | 12.5 | 9.5 | 1.75 | 92 | 94 | 210568113
Durastar | DRA1U12S1B | DRAS12F1C |  | 12000 | 12000 | 25 | 13 | 11 | 2.38 | 77 | 70 | 210568110
Durastar | DRA1H09S1A | DRAL09F1A |  | 9000 | 10900 | 24 | 13 | 12.4 | 1.8 | 90 | 96 | 210568103
Durastar | DRA1H09S1A | DRAW09F1B |  | 9000 | 12000 | 26.4 | 15.8 | 11.6 | 1.85 | 78 | 92 | 210568098
SEA BREEZE+ | SZ18H424ZMO | C18H424ZMI |  | 16000 | 17000 | 22.4 | 12.5 | 10.4 | 2.32 | 79 | 75 | 210410116
SEA BREEZE+ | SZ12H424ZMO | C12H424ZMI |  | 12000 | 12000 | 25 | 13 | 11 | 2.38 | 77 | 70 | 210410115
KARDA | 3KARDA12SZO | 3KARDA12CON-2 |  | 12000 | 12000 | 24.2 | 13.3 | 10.7 | 1.99 | 85 | 99 | 210410112
SEA BREEZE+ | SZ9H424ZMO | SCA9H424ZMI |  | 9000 | 11000 | 22.5 | 13 | 11.5 | 2.34 | 73 | 70 | 210404149
ACIQ | ACIQ-36ZPL-HP230B | ACIQ-36CC-HH-MB |  | 36000 | 40000 | 19.4 | 9.5 | 10.5 | 1.85 | 83 | 100 | 210857319
1HVAC | ACIQ-24ZPL-HP230B | ACIQ-24W-HH-MC |  | 24000 | 29000 | 21.5 | 13 | 11.4 | 2.21 | 73 | 86 | 210857298
DIAMONDAIR | D2012SHO2 | DF2012HMSI |  | 12000 | 12000 | 23.6 | 13.5 | 9.5 | 1.8 | 63 | 83 | 210857274
Cooper&Hunter | CH-HPR24-230VO | CH-24DKT230VI |  | 21600 | 23400 | 18.9 | 11.7 | 10.4 | 1.89 | 83 | 100 | 210857261
MDV | MOX430-17HFN1-MT0W | MSEPC-18HRFN1-MU0W |  | 18000 | 18000 | 21.5 | 12.5 | 11.3 | 1.8 | 83 | 100 | 205993854
TEMPSTAR | DLCPRAH24AAK | DLFPHAH24XAK |  | 22000 | 24000 | 23.5 | 13.7 | 10.5 | 1.94 | 64 | 98 | 202463657
TEMPSTAR | DLCPRAH18AAK | DLFPHAH18XAK |  | 18000 | 18000 | 26.2 | 14.5 | 12 | 1.95 | 68 | 91 | 202463656
KEEPRITE | DLCPRAH24AAK | DLFPHAH24XAK |  | 22000 | 24000 | 23.5 | 13.7 | 10.5 | 1.94 | 64 | 98 | 202463651
KEEPRITE | DLCPRAH18AAK | DLFPHAH18XAK |  | 18000 | 18000 | 26.2 | 14.5 | 12 | 1.95 | 68 | 91 | 202463650
ARCOAIRE | DLCPRAH18AAK | DLFPHAH18XAK |  | 18000 | 18000 | 26.2 | 14.5 | 12 | 1.95 | 68 | 91 | 202463642
MIDEA | 38MPRAQ24AA3 | DHMPHAQ24XA3 |  | 22000 | 24000 | 23.5 | 13.7 | 10.5 | 1.94 | 64 | 98 | 202463641
C&H | CH-ES18-230VO | CH-18MASTWM-230VI |  | 18000 | 19000 | 23.5 | 12.5 | 10.8 | 2.02 | 78 | 59 | 209937049
C&H | CH-HPR12-230VO | CH-12MMC-230VI |  | 12000 | 12000 | 24.2 | 13.3 | 10.7 | 1.99 | 85 | 99 | 209937052
BRYANT | 38MARBQ12AA3 | 40MBFAQ12XA3 |  | 12000 | 12000 | 24.2 | 13.3 | 10.7 | 1.99 | 85 | 99 | 209948187
ARCOAIRE | DLCSRBH12AAK | DLFSFBH12XAK |  | 12000 | 12000 | 24.2 | 13.3 | 10.7 | 1.99 | 85 | 99 | 209948191
HEIL | DLCSRBH12AAK | DLFSFBH12XAK |  | 12000 | 12000 | 24.2 | 13.3 | 10.7 | 1.99 | 85 | 99 | 209948194
KENMORE | DLCSRBH12AAK | DLFSFBH12XAK |  | 12000 | 12000 | 24.2 | 13.3 | 10.7 | 1.99 | 85 | 99 | 209948196
AIRQUEST | DLCSRBH12AAK | DLFSFBH12XAK |  | 12000 | 12000 | 24.2 | 13.3 | 10.7 | 1.99 | 85 | 99 | 209948200
Clearity | MOD30-24HFN1-MU0W | MSEPD-24HRFN1-MU0W |  | 24000 | 29000 | 21.5 | 13 | 11.4 | 2.21 | 73 | 86 | 210278958
AIC TECHNOLOGIES | NAKS-SPLIT AC-9K-ODU-115 | NAKS-SPLIT AC-9K-IDU-115 |  | 9000 | 10000 | 23 | 13.8 | 9.8 | 2.06 | 59 | 67 | 208674963
AIC TECHNOLOGIES | NAKS-SPLIT AC-12K-ODU-115 | NAKS-SPLIT AC-12K-IDU-115 |  | 12000 | 12000 | 22.7 | 12.5 | 10.4 | 2.06 | 74 | 56 | 208674964
AIC TECHNOLOGIES | NAKS-SPLIT AC-18K-ODU-208-230 | NAKS-SPLIT AC-18K-IDU-208-230 |  | 18000 | 18000 | 24 | 13.5 | 10.5 | 2.44 | 78 | 71 | 208674967
NAKS | NAKS-SPLIT AC-9K-ODU-208-230 | NAKS-SPLIT AC-9K-IDU-208-230 |  | 9000 | 10000 | 24 | 14.7 | 11.6 | 2.25 | 81 | 75 | 208674981
PERFECTAIRE | 3PAMSHH18-SZO | 3PAMSHH18-UVW |  | 18000 | 18000 | 22 | 13 | 10.6 | 1.89 | 62 | 96 | 208815368
SEA BREEZE+ | HSZ24H424ZMO | WM24H424ZMI |  | 23000 | 26000 | 22.3 | 12.5 | 10.3 | 1.8 | 73 | 88 | 208816891
TRUST AIR CONDITIONERS | OUS12H/O4S4P | IUMW112H/I41P |  | 12000 | 12000 | 24.6 | 13.7 | 10.7 | 2.39 | 75 | 67 | 208816910
TRUST AIR CONDITIONERS | OUS09H/O4S4P | IUMW106H/I41P |  | 6000 | 7000 | 26.5 | 15.8 | 13.6 | 2.1 | 121 | 107 | 208816913
TRUST AIR CONDITIONERS | OUS18H/O4S4P | IUMC418H/I41P |  | 16000 | 19000 | 20.5 | 12.5 | 10.5 | 2.16 | 63 | 67 | 208816920
TRUST AIR CONDITIONERS | OAH09H/O4S4P | IUMC409H/I41P |  | 9000 | 9800 | 20.5 | 13 | 10.3 | 1.8 | 92 | 102 | 208816922
TRUST AIR CONDITIONERS | OAH24H/O4S4P | IUMC424H/I41P |  | 24000 | 25000 | 20.5 | 11 | 11.5 | 2 | 84 | 103 | 208816925
TRUST AIR CONDITIONERS | OUS18H/O4S4P | IUMFC18H/I41P |  | 18000 | 20000 | 23 | 12.5 | 10 | 2.08 | 64 | 65 | 208816936
TRUST AIR CONDITIONERS | OAH18H/O4S4P | IUMFC18H/I41P |  | 17000 | 18000 | 20.5 | 12.5 | 9.8 | 1.86 | 67 | 93 | 208816938
Kanartic | KEOS-12UHE-NA | KEOS-12UHE-NA |  | 12000 | 12000 | 23.1 | 13 | 10.5 | 1.88 | 86 | 92 | 208836319
Kanartic | KEOS-09UHE-NA | KEOS-09UHE-NA |  | 9000 | 12000 | 26.4 | 15.8 | 11.6 | 1.85 | 78 | 92 | 208836320
ApooDr | AGN24-12H220V1B | AGN24-12H220V1A |  | 12000 | 12000 | 23.1 | 13 | 10.8 | 2.41 | 83 | 70 | 209157092
MDV | MOX330-09HFN1-MY6W | MFA2U-09HRFN1-MY6W |  | 9000 | 9000 | 26.3 | 15.7 | 11.4 | 1.99 | 118 | 132 | 209248923
MDV | MOX430-18HFN1-MU0W | MFA2U-16HRFN1-MV0W |  | 16000 | 17000 | 22.4 | 12.5 | 10.4 | 2.32 | 79 | 75 | 209248927
MDV | MOX430-17HFN1-MT0W | MCBU-18HRFN1-MU2W |  | 16700 | 20000 | 19.8 | 12.5 | 11.2 | 1.93 | 73 | 84 | 209270214
ARCOAIRE | DLCSRBH18AAK | DLFCCAH18XAK |  | 16700 | 20000 | 19.8 | 12.5 | 11.2 | 1.93 | 73 | 84 | 209270248
KEEPRITE | DLCSRBH09AAK | DLFCCAH09XAK |  | 9000 | 10900 | 24 | 13 | 12.4 | 1.8 | 90 | 96 | 209270263
KEEPRITE | DLCSRBH18AAK | DLFCCAH18XAK |  | 16700 | 20000 | 19.8 | 12.5 | 11.2 | 1.93 | 73 | 84 | 209270264
COMFORTMAKER | DLCSRBH09AAK | DLFCCAH09XAK |  | 9000 | 10900 | 24 | 13 | 12.4 | 1.8 | 90 | 96 | 209270251
DAY & NIGHT | DLCSRBH09AAK | DLFCCAH09XAK |  | 9000 | 10900 | 24 | 13 | 12.4 | 1.8 | 90 | 96 | 209270255
COMFORT-AIRE | A-VMH12SV-1 | B-VMH12SV-1 |  | 12000 | 12000 | 25.5 | 14 | 10.4 | 1.8 | 83 | 100 | 207657387
SENVILLE | SENA/18HF/OQ | SENA/18HF/IF |  | 17000 | 18000 | 20.5 | 12.5 | 9.8 | 1.86 | 67 | 93 | 207641350
LBG Products | LBHB09DYWO | LBHB09DYWI |  | 9000 | 12000 | 29 | 16.5 | 22 | 1.86 | 95 | 113 | 207629153
TEMPSTAR | DLCPRBH12AAK | DLFPHBH12XAK |  | 12000 | 12000 | 25.3 | 14 | 11.7 | 1.85 | 87 | 114 | 207614974
TEMPSTAR | DLCPRBH09AAK | DLFPHBH09XAK |  | 9000 | 12000 | 27 | 16 | 17.5 | 1.85 | 87 | 114 | 207614973
MIDEA | DLCPRBH12AAK | DLFPHBH12XAK |  | 12000 | 12000 | 25.3 | 14 | 11.7 | 1.85 | 87 | 114 | 207614972
COMFORTMAKER | DLCPRBH09AAK | DLFPHBH09XAK |  | 9000 | 12000 | 27 | 16 | 17.5 | 1.85 | 87 | 114 | 207614961
ARCOAIRE | DLCPRBH12AAK | DLFPHBH12XAK |  | 12000 | 12000 | 25.3 | 14 | 11.7 | 1.85 | 87 | 114 | 207614960
MIDEA | 38MPRBQ09AA3 | DHMPHBQ09XA3 |  | 9000 | 12000 | 28.5 | 16 | 18 | 1.85 | 87 | 114 | 207614957
Weathermaker | 38MPRBQ09AA3 | DHMPHBQ09XA3 |  | 9000 | 12000 | 28.5 | 16 | 18 | 1.85 | 87 | 114 | 207614955
PAYNE | 38MPRBQ09AA3 | DHMPHBQ09XA3 |  | 9000 | 12000 | 28.5 | 16 | 18 | 1.85 | 87 | 114 | 207614953
BRYANT | 38MPRBQ12AA3 | 619PHBQ12XA3 |  | 12000 | 12000 | 27 | 14 | 12 | 1.85 | 87 | 114 | 207614952
CARRIER | 38MPRBQ12AA3 | 40MPHBQ12XA3 |  | 12000 | 12000 | 27 | 14 | 12 | 1.85 | 87 | 114 | 207614950
CARRIER | 38MPRBQ09AA3 | 40MPHBQ09XA3 |  | 9000 | 12000 | 28.5 | 16 | 18 | 1.85 | 87 | 114 | 207614949
MDV | MOD30-18HFN1-MZ20W | MSEPD-18HRFN1-MZ22W |  | 18000 | 20000 | 26.3 | 15.3 | 15.5 | 2.89 | 101 | 120 | 207613860
MDV | MOX430-12HFN1-MZ60W | MSEPC-12HRFN1-MZ40W |  | 12000 | 12000 | 27.5 | 14.3 | 14.5 | 1.86 | 95 | 113 | 207591142
BLUERIDGE | BMY24HH22C | BM24MFCC |  | 24000 | 25000 | 20.5 | 11.7 | 11 | 2.1 | 76 | 100 | 207571394
BLUERIDGE | BMY18HH22C | BM18MCC |  | 16000 | 17000 | 20 | 12.5 | 9.5 | 1.75 | 92 | 94 | 207571391
BLUERIDGE | BMY12HH26C | BM12MCC |  | 12000 | 12000 | 22.3 | 12.7 | 10.2 | 1.89 | 83 | 94 | 207571388
C&H | CH-HPR09-230VO | CH-09MASTWM-230VI |  | 9000 | 12000 | 28.1 | 16.2 | 11.5 | 2 | 79 | 88 | 207740501
Convectair | 8028-C24-O | 8028-C24-I |  | 24000 | 29000 | 21.5 | 13 | 11.4 | 2.21 | 73 | 86 | 207709207
Convectair | 8028-C09-O | 8028-C09-I |  | 9000 | 12000 | 28.1 | 16.2 | 11.5 | 2 | 79 | 88 | 207709204
LENNOX | MLB024S4S-1P | MCFA024S4-2P |  | 24000 | 25000 | 20.5 | 11.7 | 11 | 2.1 | 76 | 100 | 207683530
LENNOX | MLB012S4S-1P | MFMA012S4-1P |  | 12000 | 12000 | 23.6 | 13 | 10 | 1.89 | 80 | 100 | 207683528
LENNOX | MPC048S4S-1P | MCFA048S4-2P |  | 48000 | 50000 | 18.9 | 9.1 | 9.7 | 1.85 | 58 | 70 | 207683513
LENNOX | MPC009S4S-1P | MWMC009S4-1P |  | 9000 | 10000 | 25.5 | 15 | 12.3 | 2.17 | 85 | 75 | 207683497
TEMPSTAR | DLCLRCH48AAK | DLFLFAH48XAK |  | 48000 | 50000 | 18.9 | 9.3 | 10 | 1.85 | 58 | 70 | 207683375
MIDEA | DLCLRCH48AAK | DLFLCBH48XAK |  | 48000 | 50000 | 18.5 | 9.5 | 9.8 | 1.98 | 60 | 69 | 207683366
Durastar | DRA1U18S1B | DRAC18F1A |  | 16000 | 19000 | 20.5 | 12.5 | 10.5 | 2.16 | 63 | 67 | 207787140
Durastar | DRA1U09S1B | DRAW09F1B |  | 9000 | 10000 | 24 | 14.7 | 11.6 | 2.25 | 81 | 75 | 207787130
COMFORTSTAR | CZP12CD(O) | TPA-12 |  | 12000 | 12000 | 22.7 | 14 | 10 | 2.27 | 74 | 67 | 207765974
BOSCH | BMS500-AAS024-1CSXHC | BMS500-AAU024-1AHWXC |  | 24000 | 29000 | 21.5 | 13 | 11.4 | 2.21 | 73 | 86 | 207759997
BOSCH | BMS500-AAS024-1CSXRC | BMS500-AAU024-1AHWXC |  | 24000 | 25000 | 22 | 14 | 10 | 1.8 | 65 | 62 | 207759992
BOSCH | BMS500-AAS009-1CSXRC | BMS500-AAU009-1AHWXC |  | 9000 | 10000 | 25.5 | 15 | 12.3 | 2.17 | 85 | 75 | 207759989
BOSCH | BMS500-AAS012-0CSXRC | BMS500-AAS012-0AHWXC |  | 12000 | 12000 | 23.5 | 13 | 10 | 2.16 | 70 | 57 | 207759988
DIRECT AIR | DIRM-12DA25-1Z | DIRM-12HP-CO |  | 12000 | 12000 | 22.7 | 13 | 10.2 | 2.26 | 75 | 70 | 207743764
DIRECT AIR | DIRM-48LCDA25-1Z | DIRM-48HP-CA |  | 48000 | 50000 | 18.5 | 9.5 | 9.8 | 1.98 | 60 | 69 | 207743746
DIRECT AIR | DIRM-24HXPRO28-1Z | DIRM-24HP-CA |  | 24000 | 25000 | 20.5 | 11 | 11.5 | 2 | 84 | 103 | 207743744
DIRECT AIR | DIRM-24DA25-1Z | DIRM-24HP-CA |  | 24000 | 25000 | 21.5 | 12.5 | 9.7 | 2.2 | 76 | 74 | 207743743
DIRECT AIR | DIRM-12DA25-1Z | DIRM-12HP-CA |  | 12000 | 12000 | 22.7 | 14 | 10 | 2.27 | 74 | 67 | 207743739
DIRECT AIR | DIRM-09HXPRO28-1Z | DIRM-09HP-CA |  | 9000 | 9800 | 20.5 | 13 | 10.3 | 1.8 | 92 | 102 | 207743738
DIRECT AIR | DIRM-18DA25-1Z | DIRM-18HP-CF |  | 18000 | 20000 | 23 | 12.5 | 10 | 2.08 | 64 | 65 | 207743730
DIRECT AIR | DIRM-18HXPRO28-1Z | DIRM-18HP-WM |  | 18000 | 18000 | 21.5 | 12.5 | 11.3 | 1.8 | 83 | 100 | 207743726
DIRECT AIR | DIRM-24DA25-1Z | DIRM-24HP-WM |  | 24000 | 25000 | 22 | 14 | 10 | 1.8 | 65 | 62 | 207743722
MOOVAIR | DMA24HOS28230E8 | DUA24HICU230X5 |  | 24000 | 25000 | 20.5 | 11 | 11.5 | 2 | 84 | 103 | 207742511
MOOVAIR | DMA09HOS28230E8 | DUA09HICU230X5 |  | 9000 | 9800 | 20.5 | 13 | 10.3 | 1.8 | 92 | 102 | 207742508
MOOVAIR | DMA18HOS25230E8 | DUA18HICU230X5 |  | 16000 | 19000 | 20.5 | 12.5 | 10.5 | 2.16 | 63 | 67 | 207742504
MOOVAIR | DMA18HOS42230E4 | DMA18HIW42230E4 |  | 18000 | 20000 | 26.3 | 15.3 | 15.5 | 2.89 | 101 | 120 | 207742501
MOOVAIR | DMA24HOS28230E8 | DMA24HIW25230E8 |  | 24000 | 29000 | 21.5 | 13 | 11.4 | 2.21 | 73 | 86 | 207742498
MOOVAIR | DMA09HOS25230E8 | DMA09HIW25230E8 |  | 9000 | 10000 | 25.5 | 15 | 12.3 | 2.17 | 85 | 75 | 207742490
ELIOS | DEA12HOS28230E8 | DUA12HIFU230E5 |  | 12000 | 12000 | 23.6 | 13 | 10 | 1.89 | 80 | 100 | 207742458
ELIOS | DEA36HOS28230E8 | DUA36HICU230X5 |  | 36000 | 40000 | 19.4 | 9.5 | 10.5 | 1.85 | 83 | 100 | 207742443
ELIOS | DEA12HOS28230E8 | DUA12HICU230X5 |  | 12000 | 12000 | 22.3 | 12.7 | 10.2 | 1.89 | 83 | 94 | 207742440
ELIOS | DEA18HOS25230E8 | DUA18HICU230X5 |  | 16000 | 19000 | 20.5 | 12.5 | 10.5 | 2.16 | 63 | 67 | 207742435
AURORA | AU-CX18HR-2A-O | AU-BS18HR-2A-I |  | 18000 | 18000 | 22 | 13 | 10.6 | 1.89 | 62 | 96 | 208101258
AURORA | AU-CX12HR-2A-O | AU-BS12HR-2A-I |  | 12000 | 12000 | 23.1 | 13 | 10.5 | 1.88 | 86 | 92 | 208101257
AURORA | AU-CX06HR-2A-O | AU-CX06HR-2A-I |  | 6000 | 7000 | 23.5 | 15 | 12 | 1.84 | 107 | 101 | 208101255
PIONEER | YN009GMFI22RPE | WS009GMFI22HLE |  | 9000 | 10000 | 24 | 14 | 11.4 | 2.18 | 83 | 78 | 208101238
ELIOS | DEA09HOS25230E8 | DEA06HIW25230E8 |  | 6000 | 7000 | 26.5 | 15.8 | 13.6 | 2.1 | 121 | 107 | 208075830
AirEase | 4DHP2S12S-1P | DWM212S4-*P |  | 12000 | 12000 | 24.6 | 13.7 | 10.7 | 2.39 | 75 | 67 | 211034469
AirEase | 4DHP2S12S-1L | DWM212S4-*L |  | 12000 | 12000 | 23.5 | 12.8 | 10 | 2.16 | 70 | 57 | 211034467
LENNOX | MLB018S4S-1P | M22A018S4-*P |  | 15700 | 17000 | 20 | 12.5 | 9.5 | 1.75 | 92 | 94 | 211034457
LENNOX | MLB018S4S-1P | MCFB018S4-*P |  | 17000 | 18000 | 20.5 | 12.5 | 9.8 | 1.86 | 67 | 93 | 211034451
LENNOX | MLB009S4S-1P | MWMC009S4-*P |  | 9000 | 12000 | 28.1 | 16.2 | 11.5 | 2 | 79 | 88 | 211034440
LENNOX | MPC048S4S-1P | M33C048S4-*P |  | 47000 | 50000 | 18.5 | 9.5 | 9.8 | 1.98 | 60 | 69 | 211034439
LENNOX | MPC048S4S-1P | MCFA048S4-*P |  | 48000 | 50000 | 18.9 | 9.1 | 9.7 | 1.85 | 58 | 70 | 211034433
LENNOX | MPC012S4S-1P | MWMC012S4-*P |  | 12000 | 12000 | 24.6 | 13.7 | 10.7 | 2.39 | 75 | 67 | 211034417
SLIMAIR | SHC24VE2AG | SHLZ24VC2AG |  | 24000 | 25000 | 21.5 | 12.5 | 9.7 | 2.2 | 76 | 74 | 210857478
SLIMAIR | SHC09VE2AG | SHLZ09VC2AG |  | 9000 | 10000 | 20 | 13 | 10 | 1.9 | 75 | 74 | 210857475
MIDEA | 38MARBQ06AA3 | 40MCCAQ09XA3 |  | 6500 | 7100 | 22 | 14.5 | 10.8 | 2 | 80 | 113 | 210857473
Weathermaker | 38MARBQ12AA3 | 40MCCAQ18XA3 |  | 12000 | 12500 | 23 | 13 | 10 | 1.8 | 76 | 88 | 210857472
PAYNE | 38MARBQ12AA3 | 40MCCAQ18XA3 |  | 12000 | 12500 | 23 | 13 | 10 | 1.8 | 76 | 88 | 210857470
BRYANT | 38MARBQ12AA3 | 40MCCAQ18XA3 |  | 12000 | 12500 | 23 | 13 | 10 | 1.8 | 76 | 88 | 210857468
AIRQUEST | DLCSRBH18AAK | DLFSOAH18XAK |  | 16700 | 20000 | 19.8 | 12.5 | 11.2 | 1.93 | 73 | 84 | 210857463
TEMPSTAR | DLCSRBH06AAK | DLFSOAH09XAK |  | 6500 | 7100 | 22 | 14.5 | 10.8 | 2 | 80 | 113 | 210857454
TEMPSTAR | DLCSRBH09AAK | DLFSOAH09XAK |  | 9000 | 10900 | 24 | 13 | 12.4 | 1.8 | 90 | 96 | 210857453
MIDEA | DLCSRBH06AAK | DLFSOAH09XAK |  | 6500 | 7100 | 22 | 14.5 | 10.8 | 2 | 80 | 113 | 210857450
KENMORE | DLCSRBH06AAK | DLFSOAH09XAK |  | 6500 | 7100 | 22 | 14.5 | 10.8 | 2 | 80 | 113 | 210857446
Alsetria | MOE30U-36HFN1-M(GA) | MCD1-36HRFN1-M(GA) |  | 36000 | 40000 | 19.4 | 9.5 | 10.5 | 1.85 | 83 | 100 | 211644047
Alsetria | MOX330-12HFN1-MW5W | CCA3U-12HRFN1-M(C) |  | 12000 | 12000 | 22.3 | 12.7 | 10.2 | 1.89 | 83 | 94 | 211644044
Alsetria | MOE30U-48HFN1-MP0(GA) | MCD1-48HRFN1-M(GA) |  | 48000 | 50000 | 18.5 | 9.5 | 9.8 | 1.98 | 60 | 69 | 211644036
Alsetria | MOD33-24HFN1-MT0W | MCD1-24HRFN1-MT0W(GA) |  | 24000 | 25000 | 21.5 | 12.5 | 9.7 | 2.2 | 76 | 74 | 211644034
Star Air Kontrol | SAK-18-24MS/220 | SAK-18-24MS/220 |  | 18000 | 18000 | 23.7 | 13.5 | 10.3 | 2.39 | 78 | 69 | 211504107
Durastar | DRA1H12S1A | DRAS12F1B |  | 12000 | 12000 | 23.6 | 13 | 10 | 1.89 | 80 | 100 | 211497017
Mitsutomo | HO-SZ12-AB-Q | HJ-UZ12-AB-Q |  | 12000 | 12500 | 23 | 13 | 10 | 1.8 | 76 | 88 | 211306399
Mitsutomo | HO-SZ24-AB-Q | HW-SZ24-AB-Q |  | 23000 | 26000 | 22.3 | 12.5 | 10.3 | 1.8 | 73 | 88 | 211306396
CTMorley | MOU-A12H-2 | MIU-B12F-2 |  | 12000 | 12000 | 24.2 | 13.3 | 10.7 | 1.99 | 85 | 99 | 211290024
Breeze33 | HSZ24H424ZMO | FC24H424ZMI |  | 24000 | 25000 | 20.5 | 11.7 | 11 | 2.1 | 76 | 100 | 211277595
Breeze33 | HSZ12H424ZMO | C12H424ZMI |  | 12000 | 12000 | 24.2 | 13.3 | 10.7 | 1.99 | 85 | 99 | 211277587
Breeze33 | HSZ12H424ZMO | CA12H424ZMI |  | 12000 | 12000 | 22.3 | 12.7 | 10.2 | 1.89 | 83 | 94 | 211277584
Breeze33 | HSZ9H424ZMO | SCA9H424ZMI |  | 9000 | 10900 | 24 | 13 | 12.4 | 1.8 | 90 | 96 | 211277582
Breeze33 | BZ33-HYP12OUT2-G2-P | BZ33-OWCASS12-G2-P |  | 12000 | 12500 | 23 | 13 | 10 | 1.8 | 76 | 88 | 211273235
Breeze33 | BZ33-HYP09OUT2-G2-P | BZ33-OWCASS09-G2-P |  | 9000 | 10900 | 24 | 13 | 12.4 | 1.8 | 90 | 96 | 211257122
STEALTH | ACIQ-18ZPL-HP230B | ACIQ-18W-HH-MB |  | 18000 | 18000 | 21.5 | 12.5 | 11.3 | 1.8 | 83 | 100 | 212316159
STEALTH | ACIQ-12ZPL-HP230B | ACIQ-12W-HH-MB |  | 12000 | 12000 | 25.5 | 14 | 10.4 | 1.8 | 83 | 100 | 212316158
STEALTH | ACIQ-09ZPL-HP230B | ACIQ-09W-HH-MB |  | 9000 | 12000 | 28.1 | 16.2 | 11.5 | 2 | 79 | 88 | 212316157
PolarWave | ACIQ-06ZPL-HP230B | SCC-0609-HH-M |  | 6500 | 7100 | 22 | 14.5 | 10.8 | 2 | 80 | 113 | 212316111
PolarWave | ACIQ-18ZPL-HP230B | ACIQ-18W-HH-MC |  | 18000 | 18000 | 21.5 | 12.5 | 11.3 | 1.8 | 83 | 100 | 212316101
PolarWave | ACIQ-06ZPL-HP230B | ACIQ-06W-HH-MC |  | 6000 | 7000 | 26.5 | 15.8 | 13.6 | 2.1 | 121 | 107 | 212316098
PolarWave | ACIQ-09ZPL-HP230B | ACIQ-09CC-HH-MB |  | 9000 | 9800 | 20.5 | 13 | 10.3 | 1.8 | 92 | 102 | 212316075
PolarWave | ACIQ-09ZPL-HP230B | ACIQ-09W-HH-MB |  | 9000 | 12000 | 28.1 | 16.2 | 11.5 | 2 | 79 | 88 | 212316071
KLIMAIRE | KSIR048-H218-2 | KTIS48-H2 |  | 48000 | 50000 | 18.5 | 9.5 | 9.8 | 1.98 | 60 | 69 | 212316047
BLUERIDGE | BMY33HH20C | BMY33HH20WM |  | 33000 | 35000 | 19.5 | 12 | 10 | 1.8 | 82 | 99 | 211911408
KADEN | KO-PSX18HP-2AAMA | KI-PSX18WM-2AAMA |  | 18000 | 19000 | 23.5 | 12.5 | 10.8 | 2.02 | 78 | 59 | 211793558
KADEN | KO-PSX09HP-2AAMA | KI-PSX09WM-2AAMA |  | 9000 | 10000 | 25.5 | 15 | 12.3 | 2.17 | 85 | 75 | 211793556
KADEN | KO-PSX09HP-1AAMA | KI-PSX09WM-1AAMA |  | 12000 | 12000 | 23.5 | 13 | 10 | 2.16 | 70 | 57 | 211793554
LPS Legacy | DLCSRBH18AAK | DLFSHCH18XAK |  | 18000 | 18000 | 21.5 | 12.5 | 11.3 | 1.8 | 83 | 100 | 211756603
LPS Legacy | DLCSRBH06AAK | DLFSHCH06XAK |  | 6000 | 7000 | 26.5 | 15.8 | 13.6 | 2.1 | 121 | 107 | 211756600
LPS Legacy | DLCSRBH18AAK | DLFSOAH18XAK |  | 16700 | 20000 | 19.8 | 12.5 | 11.2 | 1.93 | 73 | 84 | 211756594
LPS Legacy | DLCSRBH09AAK | DLFSOAH09XAK |  | 9000 | 10900 | 24 | 13 | 12.4 | 1.8 | 90 | 96 | 211756592
LPS Legacy | DLCSRBH18AAK | DLFSCAH18XAK |  | 16000 | 17000 | 20 | 12.5 | 9.5 | 1.75 | 92 | 94 | 211756572
LPS Legacy | DLCSRBH12AAK | DLFSFAH12XAK |  | 12000 | 12000 | 23.6 | 13 | 10 | 1.89 | 80 | 100 | 211756571
LPS Legacy | DLCSRBH12AAK | DLFSCAH12XAK |  | 12000 | 12000 | 22.3 | 12.7 | 10.2 | 1.89 | 83 | 94 | 211756569
LPS Legacy | DLCSRBH09AAK | DLFSHBH09XAK |  | 9000 | 12000 | 26.4 | 15.8 | 11.6 | 1.85 | 78 | 92 | 211756563
LPS Legacy | DLCSRBH24AAK | DLFSCBH24XAK |  | 24000 | 25000 | 20.5 | 11 | 11.5 | 2 | 84 | 103 | 211756560
YONAN | YS-09HRFN1-E0OU | YS-09HRFN1-E0 |  | 9000 | 12000 | 28.5 | 16 | 18 | 1.85 | 87 | 114 | 212615065
YONAN | YS-09HRFN1-C5OU | YS-09HRFN1-C5 |  | 9000 | 10000 | 25.5 | 15 | 12.3 | 2.17 | 85 | 75 | 212615061
SEA BREEZE+ | HSZ24H424ZMO | CA24H424ZMI |  | 24000 | 25000 | 20.5 | 11 | 11.5 | 2 | 84 | 103 | 212595654
SEA BREEZE+ | HSZ18H424ZMO | CA18H424ZMI |  | 16000 | 17000 | 20 | 12.5 | 9.5 | 1.75 | 92 | 94 | 212595649
SMART COMFORT | DLCPRAH18AAK | DLFPHBH18XAK |  | 18000 | 18000 | 24.1 | 12.4 | 12 | 1.92 | 68 | 89 | 212521292
MDV | MOX230-12HFN1-BW0W | MSEPB-12HRFN1-BW0W |  | 12000 | 12000 | 23.5 | 13 | 10 | 2.16 | 70 | 57 | 205993844
CanAir | C23SCH24H22 | C23SEH24H21 |  | 21600 | 23400 | 18.9 | 11.7 | 10.4 | 1.89 | 83 | 100 | 205816494
DIRECT AIR | MOD30-24HFN1-MU0W | CS11M-23HRFN1-MT0W |  | 21600 | 23400 | 18.9 | 11.7 | 10.4 | 1.89 | 83 | 100 | 205816492
MIDEA | 38MARBQ12AA3 | 40MBCQ12---3 |  | 12000 | 12000 | 22.3 | 12.7 | 10.2 | 1.89 | 83 | 94 | 206350373
MIDEA | 38MARBQ09AA3 | 40MBCQ09---3 |  | 9000 | 9800 | 20.5 | 13 | 10.3 | 1.8 | 92 | 102 | 206350371
Weathermaker | 38MARBQ24AA3 | 40MBFQ24---3 |  | 24000 | 25000 | 20.5 | 11.7 | 11 | 2.1 | 76 | 100 | 206350370
Weathermaker | 38MARBQ12AA3 | 40MBCQ12---3 |  | 12000 | 12000 | 22.3 | 12.7 | 10.2 | 1.89 | 83 | 94 | 206350362
PAYNE | 38MARBQ12AA3 | 40MBFQ12---3 |  | 12000 | 12000 | 23.6 | 13 | 10 | 1.89 | 80 | 100 | 206350353
BRYANT | 38MARBQ18AA3 | 40MBFQ18---3 |  | 17000 | 18000 | 20.5 | 12.5 | 9.8 | 1.86 | 67 | 93 | 206350345
BRYANT | 38MARBQ09AA3 | 40MBCQ09---3 |  | 9000 | 9800 | 20.5 | 13 | 10.3 | 1.8 | 92 | 102 | 206350338
CARRIER | 38MARBQ18AA3 | 40MBFQ18---3 |  | 17000 | 18000 | 20.5 | 12.5 | 9.8 | 1.86 | 67 | 93 | 206350334
CARRIER | 38MARBQ12AA3 | 40MBCQ12---3 |  | 12000 | 12000 | 22.3 | 12.7 | 10.2 | 1.89 | 83 | 94 | 206350329
AIRQUEST | DLCSRBH06AAK | DLFSHCH06XAK |  | 6000 | 7000 | 26.5 | 15.8 | 13.6 | 2.1 | 121 | 107 | 208447693
AIRQUEST | DLCSRBH09AAK | DLFSHCH09XAK |  | 9000 | 12000 | 28.1 | 16.2 | 11.5 | 2 | 79 | 88 | 208447689
AIRQUEST | DLCSRBH24AAK | DLFSHCH24XAK |  | 24000 | 29000 | 21.5 | 13 | 11.4 | 2.21 | 73 | 86 | 208447687
TEMPSTAR | DLCSRBH12AAK | DLFSHCH12XAK |  | 12000 | 12000 | 25.5 | 14 | 10.4 | 1.8 | 83 | 100 | 208447670
MIDEA | DLCSRBH18AAK | DLFSHCH18XAK |  | 18000 | 18000 | 21.5 | 12.5 | 11.3 | 1.8 | 83 | 100 | 208447667
KENMORE | DLCSRBH12AAJ | DLFSHCH12XAJ |  | 12000 | 12000 | 23.5 | 13 | 10 | 2.16 | 70 | 57 | 208447660
KEEPRITE | DLCSRBH12AAK | DLFSHCH12XAK |  | 12000 | 12000 | 25.5 | 14 | 10.4 | 1.8 | 83 | 100 | 208447646
HEIL | DLCSRBH12AAJ | DLFSHCH12XAJ |  | 12000 | 12000 | 23.5 | 13 | 10 | 2.16 | 70 | 57 | 208447644
HEIL | DLCSRBH09AAK | DLFSHCH09XAK |  | 9000 | 12000 | 28.1 | 16.2 | 11.5 | 2 | 79 | 88 | 208447641
BLUERIDGE | BMY6HH27C | BMM6CC2 |  | 6500 | 7100 | 22 | 14.5 | 10.8 | 2 | 80 | 113 | 209550307
THERMOCORE SYSTEMS | T4C18S-H248-C | T3C18S-H248-ED |  | 48000 | 50000 | 18.9 | 9.3 | 10 | 1.85 | 58 | 70 | 209549023
THERMOCORE SYSTEMS | T5HH28S-H209-C | T3-OS209-EC |  | 9000 | 9800 | 20.5 | 13 | 10.3 | 1.8 | 92 | 102 | 209549015
THERMOCORE SYSTEMS | T5HH22S-H224-C | T3-OS224-EC |  | 24000 | 25000 | 21.5 | 12.5 | 9.7 | 2.2 | 76 | 74 | 209549014
THERMOCORE SYSTEMS | T5HH26S-H212-C | T5HH26S-H212-E |  | 12000 | 12000 | 25.5 | 14 | 10.4 | 1.8 | 83 | 100 | 209549008
THERMOCORE SYSTEMS | T5HH27S-H206-C | T5HH27S-H206-E |  | 6000 | 7000 | 26.5 | 15.8 | 13.6 | 2.1 | 121 | 107 | 209549006
MIDEA | 38MARBQ18AA3 | 40MCCAQ18XA3 |  | 16700 | 20000 | 19.8 | 12.5 | 11.2 | 1.93 | 73 | 84 | 209270306
SMART COMFORT | DLCSRBH18AAK | DLFCCAH18XAK |  | 16700 | 20000 | 19.8 | 12.5 | 11.2 | 1.93 | 73 | 84 | 209270280
TEMPSTAR | DLCSRBH09AAK | DLFCCAH09XAK |  | 9000 | 10900 | 24 | 13 | 12.4 | 1.8 | 90 | 96 | 209270275
MIDEA | DLCSRBH18AAK | DLFCCAH18XAK |  | 16700 | 20000 | 19.8 | 12.5 | 11.2 | 1.93 | 73 | 84 | 209270272
KENMORE | DLCSRBH09AAK | DLFCCAH09XAK |  | 9000 | 10900 | 24 | 13 | 12.4 | 1.8 | 90 | 96 | 209270267
ARCOAIRE | DLCSRBH09AAK | DLFCCAH09XAK |  | 9000 | 10900 | 24 | 13 | 12.4 | 1.8 | 90 | 96 | 209270247
MDV | MOX330-09HFN1-MY5W | MCBU-09HRFN1-MW0W |  | 9000 | 10900 | 24 | 13 | 12.4 | 1.8 | 90 | 96 | 209270210
MDV | MOX230-09HFN1-MW5W | MCBU-09HRFN1-MW0W |  | 9000 | 11000 | 22.5 | 13 | 11.5 | 2.34 | 73 | 70 | 209270209
ApooDr | AGN24-18H1B | AGN24-18H1A |  | 18000 | 18000 | 24 | 13.5 | 10.5 | 2.44 | 78 | 71 | 209157093
C&H | CH-HPR24-230VO | CH-D24MSPHWM-230VI |  | 21600 | 23400 | 18.9 | 11.7 | 10.4 | 1.89 | 83 | 100 | 208816951
TRUST AIR CONDITIONERS | OAH12H/O4S4P | IUMCO12H/I41P |  | 12000 | 12000 | 23.6 | 13 | 10 | 1.89 | 80 | 100 | 208816935
TRUST AIR CONDITIONERS | OUS12H/O4S4P | IUMC412H/I41P |  | 12000 | 12000 | 22.7 | 14 | 10 | 2.27 | 74 | 67 | 208816919
TRUST AIR CONDITIONERS | OAH24H/O4S4P | IUMW124H/I41P |  | 24000 | 29000 | 21.5 | 13 | 11.4 | 2.21 | 73 | 86 | 208816917
TRUST AIR CONDITIONERS | OAH09H/O4S4P | IUMW109H/I41P |  | 9000 | 12000 | 28.1 | 16.2 | 11.5 | 2 | 79 | 88 | 208816914
TRUST AIR CONDITIONERS | OUS18H/O4S4P | IUMW118H/I41P |  | 18000 | 19000 | 23.5 | 12.5 | 10.8 | 2.02 | 78 | 59 | 208816911
SEA BREEZE+ | HSZ9H424ZMO | WM9H424ZMI |  | 9000 | 12000 | 26.4 | 15.8 | 11.6 | 1.85 | 78 | 92 | 208816889
COMFORTMAKER | DLCSRBH18AAK | DLFCCAH18XAK |  | 16700 | 20000 | 19.8 | 12.5 | 11.2 | 1.93 | 73 | 84 | 209270252
MDV | MOD30-24HFN1-MU0W | CS11M-23HRFN1-MT0W |  | 21600 | 23400 | 18.9 | 11.7 | 10.4 | 1.89 | 83 | 100 | 205746255
C&H | CH-HPR24-230VO | CH-B24MOLVWM-230VI |  | 23000 | 26000 | 22.3 | 12.5 | 10.3 | 1.8 | 73 | 88 | 210665995
THERMOCORE SYSTEMS | T5HH27S-H209-C | T3-OS209-EC |  | 9000 | 10000 | 20 | 13 | 10 | 1.9 | 75 | 74 | 209549011
BLUERIDGE | BMY9HH28C | BMM9CC2 |  | 9000 | 10900 | 24 | 13 | 12.4 | 1.8 | 90 | 96 | 209550308
BLUERIDGE | BMY12HH26C | BMM12LW |  | 12000 | 12000 | 24.2 | 13.3 | 10.7 | 1.99 | 85 | 99 | 209550311
LIVART | LVAS12KU | LVAS12KN |  | 12000 | 12000 | 22.7 | 12.5 | 10.4 | 2.06 | 74 | 56 | 209550326
AC PRO.COM | AOX230-09HFN1-MW5W | ACCA3U-09HRFN1-M |  | 9000 | 10000 | 20 | 13 | 10 | 1.9 | 75 | 74 | 209748099
AC PRO.COM | AOX230-12HFN1-MV5W | AFAU-12HRFN1-M(C) |  | 12000 | 12000 | 22.7 | 13 | 10.2 | 2.26 | 75 | 70 | 209748106
CLASSIC | MRSVHC48AS | MC4VHC48S |  | 48000 | 50000 | 18.5 | 9.5 | 9.8 | 1.98 | 60 | 69 | 209843000
TGM | MRSVHT12AS | MC4VHT12S |  | 12000 | 12000 | 22.7 | 14 | 10 | 2.27 | 74 | 67 | 209843012
TGM | MRSVHT48AS | MC4VHT48S |  | 48000 | 50000 | 18.5 | 9.5 | 9.8 | 1.98 | 60 | 69 | 209843016
CTMorley | MOU-A24H-2 | MIU-A24C-2 |  | 24000 | 25000 | 20.5 | 11 | 11.5 | 2 | 84 | 103 | 209843064
CTMorley | MOU-A09H-2 | MIU-A09C-2 |  | 9000 | 9800 | 20.5 | 13 | 10.3 | 1.8 | 92 | 102 | 209843081
KLIMAIRE | KSIE009-H121-O-2 | KSIE009-H121-IW-2 |  | 9000 | 10000 | 24 | 14 | 9.6 | 2 | 60 | 65 | 209862147
KLIMAIRE | KSIH024-H220-O-2 | KSIH024-H220-IW-2 |  | 23000 | 26000 | 22.3 | 12.5 | 10.3 | 1.8 | 73 | 88 | 209862156
KLIMAIRE | KSIE012-H220-O-2 | KTIR12-H2 |  | 12000 | 12000 | 22.7 | 14 | 10 | 2.27 | 74 | 67 | 209862158
KLIMAIRE | KSIE018-H220-O-2 | KUIR18-H2 |  | 18000 | 20000 | 23 | 12.5 | 10 | 2.08 | 64 | 65 | 209862164
KLIMAIRE | KSIE024-H220-O-2 | KUIR24-H2 |  | 24000 | 24000 | 21.2 | 12.5 | 10.3 | 2.2 | 67 | 76 | 209862165
CTMorley | MOU-A24H-2 | MIU-A24F-2 |  | 24000 | 25000 | 20.5 | 11.7 | 11 | 2.1 | 76 | 100 | 209843066
CTMorley | MOU-A48L-2 | MIU-A48LC-2 |  | 48000 | 50000 | 18.5 | 9.5 | 9.8 | 1.98 | 60 | 69 | 209843070
CTMorley | MOU-A36LH-2 | MIU-A36LC-2 |  | 36000 | 40000 | 19.4 | 9.5 | 10.5 | 1.85 | 83 | 100 | 209843075
KLIMAIRE | KSIE009-H221-O-2 | KSIE009-H221-IW-2 |  | 9000 | 10000 | 24 | 14 | 11.4 | 2.18 | 83 | 78 | 209862149
KLIMAIRE | KSIE018-H220-O-2 | KSIE018-H220-IW-2 |  | 18000 | 18000 | 23.7 | 13.5 | 10.3 | 2.39 | 78 | 69 | 209862151
KLIMAIRE | KSIH012-H222-O-2 | KSIH012-H222-IW-2 |  | 12000 | 12000 | 23.1 | 13 | 10.5 | 1.88 | 86 | 92 | 209862154
KLIMAIRE | KSIE018-H220-O-2 | KTIR18-H2 |  | 16000 | 19000 | 20.5 | 12.5 | 10.5 | 2.16 | 63 | 67 | 209862159
KLIMAIRE | KSIH012-H222-O-2 | KTIR12-H2 |  | 12000 | 12000 | 22.3 | 12.7 | 10.2 | 1.89 | 83 | 94 | 209862167
CTMorley | MOU-A09H-2 | MIU-A09CO-2 |  | 9000 | 10900 | 24 | 13 | 12.4 | 1.8 | 90 | 96 | 209864933
CARRIER | 38MARBQ12AA3 | 40MBFAQ12XA3 |  | 12000 | 12000 | 24.2 | 13.3 | 10.7 | 1.99 | 85 | 99 | 209948186
Weathermaker | 38MARBQ12AA3 | 40MBFAQ12XA3 |  | 12000 | 12000 | 24.2 | 13.3 | 10.7 | 1.99 | 85 | 99 | 209948189
DAY & NIGHT | DLCSRBH12AAK | DLFSFBH12XAK |  | 12000 | 12000 | 24.2 | 13.3 | 10.7 | 1.99 | 85 | 99 | 209948193
KEEPRITE | DLCSRBH12AAK | DLFSFBH12XAK |  | 12000 | 12000 | 24.2 | 13.3 | 10.7 | 1.99 | 85 | 99 | 209948195
MIDEA | DLCSRBH12AAK | DLFSFBH12XAK |  | 12000 | 12000 | 24.2 | 13.3 | 10.7 | 1.99 | 85 | 99 | 209948197
MDV | MOE30U-55HFN1-M-[X](GA) | MUE-60HRFN1-MW |  | 55000 | 60000 | 17.3 | 9 | 10.2 | 1.97 | 67 | 94 | 210135400
BLUERIDGE | BMY60HHUC | BM60MFCC |  | 55000 | 60000 | 17.3 | 9 | 10.2 | 1.97 | 67 | 94 | 210191032
SEA BREEZE+ | SZ12H424ZMO | SCA12H424ZMI |  | 12000 | 12500 | 22 | 12.6 | 9.8 | 2.21 | 62 | 62 | 210410113
AIRDACH | ACSH1222VM2-D | AICH1200VM1-D |  | 12000 | 12000 | 22.7 | 14 | 10 | 2.27 | 74 | 67 | 210476736
Durastar | DRA1H12S1A | DRAW12F1B |  | 12000 | 12000 | 23.1 | 13 | 10.5 | 1.88 | 86 | 92 | 210568099
Durastar | DRA1H18S1A | DRAW18F1B |  | 18000 | 18000 | 22 | 13 | 10.6 | 1.89 | 62 | 96 | 210568100
AIC TECHNOLOGIES | NAKS-SPLIT AC-9K-ODU-208-230 | NAKS-SPLIT AC-9K-IDU-208-230 |  | 9000 | 10000 | 24 | 14.7 | 11.6 | 2.25 | 81 | 75 | 208674965
AIC TECHNOLOGIES | NAKS-SPLIT AC-12K-ODU-208-230 | NAKS-SPLIT AC-12K-IDU-208-230 |  | 12000 | 12000 | 23.1 | 13 | 10.8 | 2.41 | 83 | 70 | 208674966
NAKS | NAKS-SPLIT AC-9K-ODU-115 | NAKS-SPLIT AC-9K-IDU-115 |  | 9000 | 10000 | 23 | 13.8 | 9.8 | 2.06 | 59 | 67 | 208674979
MDV | MOX230-09HFN1-MW5W | MSEPB-09HRFN1-MY5W(GA) |  | 9000 | 10000 | 25.5 | 15 | 12.3 | 2.17 | 85 | 75 | 206369558
DIRECT AIR | MOX430-17HFN1-MT0W | CCA3U-18HRFN1-M(C) |  | 16000 | 17000 | 20 | 12.5 | 9.5 | 1.75 | 92 | 94 | 206377759
BRYANT | 38MARBQ12AA3 | 619PEQ012BBMA |  | 12000 | 12000 | 23.6 | 13.5 | 9.5 | 1.8 | 63 | 83 | 206400649
PAYNE | 38MARBQ12AA3 | DHMSHAQ12XA3 |  | 12000 | 12000 | 23.6 | 13.5 | 9.5 | 1.8 | 63 | 83 | 206400655
KERR | A-KMH24SU-1A | B-KMH24SU-1A |  | 21600 | 23400 | 18.9 | 11.7 | 10.4 | 1.89 | 83 | 100 | 206221393
MDV | MOX230-12HFN1-MV5W | MFAU-12HRFN1-M(C) |  | 12000 | 12000 | 22.7 | 13 | 10.2 | 2.26 | 75 | 70 | 206330125
MDV | MOX330-12HFN1-MW5W | MFAU-12HRFN1-M(C) |  | 12000 | 12000 | 23.6 | 13 | 10 | 1.89 | 80 | 100 | 206330128
KERR | A-KMH24SU-1A | B-KMH24UU-1 |  | 24000 | 25000 | 20.5 | 11.7 | 11 | 2.1 | 76 | 100 | 206347323
BRYANT | 38MARBQ09AA3 | 619AHBQ09XA3 |  | 9000 | 12000 | 28.1 | 16.2 | 11.5 | 2 | 79 | 88 | 206348142
PAYNE | 38MARBQ12AA3 | DHMAHBQ12XA3 |  | 12000 | 12000 | 25.5 | 14 | 10.4 | 1.8 | 83 | 100 | 206350314
PAYNE | 38MARBQ18AA3 | DHMAHBQ18XA3 |  | 18000 | 18000 | 21.5 | 12.5 | 11.3 | 1.8 | 83 | 100 | 206350315
Weathermaker | 38MARBQ24AA3 | DHMAHBQ24XA3 |  | 24000 | 29000 | 21.5 | 13 | 11.4 | 2.21 | 73 | 86 | 206350326
SEA BREEZE+ | SZ12H424ZMO | CA12H424ZMI |  | 12000 | 12000 | 22.7 | 14 | 10 | 2.27 | 74 | 67 | 208128271
SEA BREEZE+ | SZ18H424ZMO | CA18H424ZMI |  | 16000 | 19000 | 20.5 | 12.5 | 10.5 | 2.16 | 63 | 67 | 208128272
SEA BREEZE+ | SZ24H424ZMO | CA24H424ZMI |  | 24000 | 25000 | 21.5 | 12.5 | 9.7 | 2.2 | 76 | 74 | 208128273
SEA BREEZE+ | SZ18H424ZMO | FC18H424ZMI |  | 18000 | 20000 | 23 | 12.5 | 10 | 2.08 | 64 | 65 | 208128280
LBG Products | LBHB12DUWO | LBHB12DUWI |  | 12000 | 12000 | 23.1 | 13 | 10.8 | 2.41 | 83 | 70 | 208130804
LBG Products | LBHB18DUWO | LMHB18DZDI |  | 18000 | 20000 | 23 | 12.5 | 10 | 2.08 | 64 | 65 | 208130821
LBG Products | LBHB09DVWO | LBHB09DUWI |  | 9000 | 12000 | 26.4 | 15.8 | 11.6 | 1.85 | 78 | 92 | 208130827
LBG Products | LBHB24DVWO | LMHB24DSI |  | 24000 | 25000 | 20.5 | 11 | 11.5 | 2 | 84 | 103 | 208130834
LBG Products | LUUHB36DO | LUHB36DSI |  | 36000 | 40000 | 19.4 | 9.5 | 10.5 | 1.85 | 83 | 100 | 208130835
LBG Products | LBHB12DVWO | LMHB12DZGI |  | 12000 | 12000 | 23.6 | 13 | 10 | 1.89 | 80 | 100 | 208130843
MDV | MOD30U-36HFN1-M(GA)(2) | MFGD-36HRFN1-MQ6W |  | 36000 | 36000 | 19.2 | 9.5 | 10 | 2 | 70 | 63 | 208132550
COMFORT-AIRE | A-VMH24SU-1 | B-VMH24SV-1 |  | 24000 | 29000 | 21.5 | 13 | 11.4 | 2.21 | 73 | 86 | 208141178
COMFORT-AIRE | A-KMH12SV-1 | B-KMH12SU-1 |  | 12000 | 12000 | 23.6 | 13.5 | 9.5 | 1.8 | 63 | 83 | 208141182
COMFORT-AIRE | A-KMH24SV-1 | B-KMH24SU-1 |  | 21600 | 23400 | 18.9 | 11.7 | 10.4 | 1.89 | 83 | 100 | 208141184
KERR | A-KMH18SU-1 | B-KMH18SV-1 |  | 18000 | 18000 | 21.5 | 12.5 | 11.3 | 1.8 | 83 | 100 | 208141200
PIONEER | YN012GMFI22RPE | FB012GMFILDFHE |  | 12000 | 12000 | 22.7 | 13 | 10.2 | 2.26 | 75 | 70 | 208141955
PIONEER | YN018GMFI22RPE | UB018GMFILCFHD |  | 18000 | 20000 | 23 | 12.5 | 10 | 2.08 | 64 | 65 | 208141956
PIONEER | YN024GMFI22RPE | CB024GMFILDFHE |  | 24000 | 25000 | 21.5 | 12.5 | 9.7 | 2.2 | 76 | 74 | 208191864
TRUST AIR CONDITIONERS | OAH36H/O4S41P | IUMC436H/I41P |  | 36000 | 40000 | 19.4 | 9.5 | 10.5 | 1.85 | 83 | 100 | 208280093
SUNCHILLERS | 24WODU-UL | 24WIDU-UL |  | 24000 | 25000 | 22 | 14 | 10 | 1.8 | 65 | 62 | 208447611
ARCOAIRE | DLCSRBH09AAK | DLFSHCH09XAK |  | 9000 | 12000 | 28.1 | 16.2 | 11.5 | 2 | 79 | 88 | 208447617
ARCOAIRE | DLCSRBH06AAK | DLFSHCH06XAK |  | 6000 | 7000 | 26.5 | 15.8 | 13.6 | 2.1 | 121 | 107 | 208447621
COMFORTMAKER | DLCSRBH18AAK | DLFSHCH18XAK |  | 18000 | 18000 | 21.5 | 12.5 | 11.3 | 1.8 | 83 | 100 | 208447627
DAY & NIGHT | DLCSRBH18AAK | DLFSHCH18XAK |  | 18000 | 18000 | 21.5 | 12.5 | 11.3 | 1.8 | 83 | 100 | 208447635
Custom Comfort | CCOXHASZ09HP | CCOXHA1C09 |  | 9000 | 10900 | 24 | 13 | 12.4 | 1.8 | 90 | 96 | 212365430
Weathermaker | 38MPRAQ18AA3 | DHMPHAQ18XA3 |  | 18000 | 18000 | 26.2 | 14.5 | 12 | 1.95 | 68 | 91 | 212436235
MDV | MOD30-18HFN1-MZ22W | MSEPD-18HRFN1-MZ22W |  | 18000 | 18000 | 24.1 | 12.4 | 12 | 1.92 | 68 | 89 | 212519803
ARCOAIRE | DLCPRAH12AAK | DLFPHBH12XAK |  | 12000 | 12000 | 18.2 | 11 | 10 | 1.82 | 57 | 103 | 212521258
KENMORE | DLCPRAH12AAK | DLFPHBH12XAK |  | 12000 | 12000 | 18.2 | 11 | 10 | 1.82 | 57 | 103 | 212521268
AIRQUEST | DLCPRAH12AAK | DLFPHBH12XAK |  | 12000 | 12000 | 18.2 | 11 | 10 | 1.82 | 57 | 103 | 212521276
CARRIER | 38MPRAQ18AA3 | 40MPHBQ18XA3 |  | 18000 | 18000 | 24.1 | 12.4 | 12 | 1.92 | 68 | 89 | 212521279
COMFORTMAKER | DLCPRAH18AAK | DLFPHBH18XAK |  | 18000 | 18000 | 24.1 | 12.4 | 12 | 1.92 | 68 | 89 | 212521285
TEMPSTAR | DLCPRAH18AAK | DLFPHBH18XAK |  | 18000 | 18000 | 24.1 | 12.4 | 12 | 1.92 | 68 | 89 | 212521291
LPS Legacy | DLCLRCH48AAK | DLFLCBH48XAK |  | 48000 | 50000 | 18.5 | 9.5 | 9.8 | 1.98 | 60 | 69 | 211756556
LPS Legacy | DLCSRBH06AAK | DLFSHBH06XAK |  | 6000 | 7000 | 23.5 | 15 | 12 | 1.84 | 107 | 101 | 211756558
LPS Legacy | DLCLRCH48AAK | DLFLFAH48XAK |  | 48000 | 50000 | 18.9 | 9.3 | 10 | 1.85 | 58 | 70 | 211756559
LPS Legacy | DLCSRBH12AAK | DLFSHBH12XAK |  | 12000 | 12000 | 23.1 | 13 | 10.5 | 1.88 | 86 | 92 | 211756564
LPS Legacy | DLCSRBH18AAK | DLFSHBH18XAK |  | 18000 | 18000 | 22 | 13 | 10.6 | 1.89 | 62 | 96 | 211756565
LPS Legacy | DLCSRBH24AAK | DLFSHBH24XAK |  | 23000 | 26000 | 22.3 | 12.5 | 10.3 | 1.8 | 73 | 88 | 211756566
LPS Legacy | DLCSRBH18AAK | DLFCCAH18XAK |  | 16700 | 20000 | 19.8 | 12.5 | 11.2 | 1.93 | 73 | 84 | 211756597
LPS Legacy | DLCSRBH09AAK | DLFSHCH09XAK |  | 9000 | 12000 | 28.1 | 16.2 | 11.5 | 2 | 79 | 88 | 211756602
KADEN | KO-PSX12HP-1AAMA | KI-PSX12WM-1AAMA |  | 12000 | 12000 | 23.5 | 13 | 10 | 2.16 | 70 | 57 | 211793555
KADEN | KO-PSX12HP-2AAMA | KI-PSX12WM-2AAMA |  | 12000 | 12000 | 24.6 | 13.7 | 10.7 | 2.39 | 75 | 67 | 211793557
KADEN | KO-PSX24HP-2AAMA | KI-PSX24WM-2AAMA |  | 24000 | 25000 | 22 | 14 | 10 | 1.8 | 65 | 62 | 211793559
KADEN | KO-PSX24HP-2AAMA | KI-PSX24CT-2AAMA |  | 24000 | 25000 | 21.5 | 12.5 | 9.7 | 2.2 | 76 | 74 | 211793577
Airlux | ASZ09O115/2022 | ASZ09I115/2022 |  | 9000 | 10000 | 24 | 14 | 9.6 | 2 | 60 | 65 | 208119670
Airlux | ASZ12O115/2022 | ASZ12I115/2022 |  | 12000 | 12000 | 22.7 | 12.5 | 10 | 2 | 70 | 54 | 208119671
ECO-AIR | MOX330-09HFN1-MY5W | MSEPB-09HRFN1-MY5W(GA) |  | 9000 | 12000 | 28.1 | 16.2 | 11.5 | 2 | 79 | 88 | 208121864
ECO-AIR | MOX330-12HFN1-MW5W | MSEPB-12HRFN1-MW5W(GA) |  | 12000 | 12000 | 25.5 | 14 | 10.4 | 1.8 | 83 | 100 | 208121865
MIDEA | MOD33-24HFN1-MT0W | MCD1-24HRFN1-MT0W(GA) |  | 24000 | 25000 | 21.5 | 12.5 | 9.7 | 2.2 | 76 | 74 | 207821939
MIDEA | MOE30U-48HFN1-MP0(GA) | MCD1-48HRFN1-M(GA) |  | 48000 | 50000 | 18.5 | 9.5 | 9.8 | 1.98 | 60 | 69 | 207821941
1HVAC | ACIQ-09ZPL-HP230B | ACIQ-09W-HH-MB |  | 9000 | 12000 | 28.1 | 16.2 | 11.5 | 2 | 79 | 88 | 207825512
1HVAC | ACIQ-24ZPL-HP230B | ACIQ-24W-HH-MB |  | 24000 | 29000 | 21.5 | 13 | 11.4 | 2.21 | 73 | 86 | 207825515
1HVAC | ACIQ-18ZPL-HP230B | ACIQ-18CC-HH-MB |  | 16000 | 17000 | 20 | 12.5 | 9.5 | 1.75 | 92 | 94 | 207825518
1HVAC | ACIQ-12ZPL-HP230B | ACIQ-12FM-HH-MB |  | 12000 | 12000 | 23.6 | 13 | 10 | 1.89 | 80 | 100 | 207825523
ACIQ | ACIQ-12ZPL-HP230B | ACIQ-12W-HH-MB |  | 12000 | 12000 | 25.5 | 14 | 10.4 | 1.8 | 83 | 100 | 207825532
ACIQ | ACIQ-18ZPL-HP230B | ACIQ-18W-HH-MB |  | 18000 | 18000 | 21.5 | 12.5 | 11.3 | 1.8 | 83 | 100 | 207825533
ACIQ | ACIQ-12ZPL-HP230B | ACIQ-12CC-HH-MB |  | 12000 | 12000 | 22.3 | 12.7 | 10.2 | 1.89 | 83 | 94 | 207825536
DIYCOOL | ACIQ-24ZPL-HP230B | ACIQ-24W-HH-MB |  | 24000 | 29000 | 21.5 | 13 | 11.4 | 2.21 | 73 | 86 | 207825553
ECO AC | EHH-O09BB | EHH-W09BB |  | 9000 | 10000 | 24 | 14 | 11.4 | 2.18 | 83 | 78 | 207826045
COMFORTMAKER | DLCPRBH18AAK | DLFPHBH18XAK |  | 18000 | 20000 | 26.3 | 15.3 | 15.5 | 2.89 | 101 | 120 | 207826645
KEEPRITE | DLCPRBH18AAK | DLFPHBH18XAK |  | 18000 | 20000 | 26.3 | 15.3 | 15.5 | 2.89 | 101 | 120 | 207826648
MIDEA | DLCPRBH18AAK | DLFPHBH18XAK |  | 18000 | 20000 | 26.3 | 15.3 | 15.5 | 2.89 | 101 | 120 | 207826650
AIRQUEST | DLCPRBH18AAK | DLFPHBH18XAK |  | 18000 | 20000 | 26.3 | 15.3 | 15.5 | 2.89 | 101 | 120 | 207826653
Weathermaker | 38MPRBQ18AA3 | DHMPHBQ18XA3 |  | 18000 | 20000 | 26.3 | 15.3 | 15.5 | 2.89 | 101 | 120 | 207826655
MIDEA | MOX330-12HFN1-MW5W | MSEPB-12HRFN1-MW5W(GA) |  | 12000 | 12000 | 25.5 | 14 | 10.4 | 1.8 | 83 | 100 | 207826694
ZENAIR TECHNOLOGIES | ZEN-WM18HP23S/O | ZEN-WM18HP23S/I |  | 18000 | 18000 | 22 | 13 | 10.6 | 1.89 | 62 | 96 | 207827124
Breeze33 | BZ33-HYP12OUT2-G2-P | BZ33-HYP12WALL2-G2-P |  | 12000 | 12000 | 25.5 | 14 | 10.4 | 1.8 | 83 | 100 | 207862071
Breeze33 | BZ33-HYP09OUT2-G2-P | BZ33-CASS09-P |  | 9000 | 9800 | 20.5 | 13 | 10.3 | 1.8 | 92 | 102 | 207862076
Breeze33 | BZ33-HYP12OUT2-G2-P | BZ33-ICM12-G2-P |  | 12000 | 12000 | 23.6 | 13 | 10 | 1.89 | 80 | 100 | 207862082
Breeze33 | BZ33-HYP18OUT2-G2-P | BZ33-CASS18-P |  | 16000 | 17000 | 20 | 12.5 | 9.5 | 1.75 | 92 | 94 | 207862085
MOOVAIR | DMA12HOS25230E8 | DMA12HIW25230E8 |  | 12000 | 12000 | 24.6 | 13.7 | 10.7 | 2.39 | 75 | 67 | 207742491
MOOVAIR | DMA06HOS28230E8 | DMA06HIW25230E8 |  | 6000 | 7000 | 26.5 | 15.8 | 13.6 | 2.1 | 121 | 107 | 207742494
MOOVAIR | DMA18HOS28230E8 | DMA18HIW25230E8 |  | 18000 | 18000 | 21.5 | 12.5 | 11.3 | 1.8 | 83 | 100 | 207742497
MOOVAIR | DMA12HOS42230E4 | DMA12HIW42230E4 |  | 12000 | 12000 | 27 | 14 | 12 | 1.85 | 87 | 114 | 207742500
MOOVAIR | DMA12HOS28230E8 | DUA12HICU230X5 |  | 12000 | 12000 | 22.3 | 12.7 | 10.2 | 1.89 | 83 | 94 | 207742509
MOOVAIR | DMA36HOS28230E8 | DUA36HICU230X5 |  | 36000 | 40000 | 19.4 | 9.5 | 10.5 | 1.85 | 83 | 100 | 207742512
DIRECT AIR | DIRM-09DA25-1Z | DIRM-09HP-WM |  | 9000 | 10000 | 25.5 | 15 | 12.3 | 2.17 | 85 | 75 | 207743719
DIRECT AIR | DIRM-24HXPRO28-1Z | DIRM-24HP-WM |  | 24000 | 29000 | 21.5 | 13 | 11.4 | 2.21 | 73 | 86 | 207743727
DIRECT AIR | DIRM-18HXPRO28-1Z | DIRM-18HP-CF |  | 17000 | 18000 | 20.5 | 12.5 | 9.8 | 1.86 | 67 | 93 | 207743731
DIRECT AIR | DIRM-24HXPRO28-1Z | DIRM-24HP-CF |  | 24000 | 25000 | 20.5 | 11.7 | 11 | 2.1 | 76 | 100 | 207743733
DIRECT AIR | DIRM-12HXPRO28-1Z | DIRM-12HP-CA |  | 12000 | 12000 | 22.3 | 12.7 | 10.2 | 1.89 | 83 | 94 | 207743740
DIRECT AIR | DIRM-18DA25-1Z | DIRM-18HP-CA |  | 16000 | 19000 | 20.5 | 12.5 | 10.5 | 2.16 | 63 | 67 | 207743741
DIRECT AIR | DIRM-18HXPRO28-1Z | DIRM-18HP-CA |  | 16000 | 17000 | 20 | 12.5 | 9.5 | 1.75 | 92 | 94 | 207743742
BOSCH | BMS500-AAS018-1CSXRC | BMS500-AAU018-1AHWXC |  | 18000 | 19000 | 23.5 | 12.5 | 10.8 | 2.02 | 78 | 59 | 207759991
BOSCH | BMS500-AAS009-1CSXRC | BMS500-AAU006-1AHWXC |  | 6000 | 7000 | 26.5 | 15.8 | 13.6 | 2.1 | 121 | 107 | 207759993
YONAN | YSA25-12HRN1 | YSA25-12HRN1 |  | 12000 | 12000 | 24.6 | 13.7 | 10.7 | 2.39 | 75 | 67 | 207671409
YONAN | YSA25-18HRN1 | YSA25-18HRN1 |  | 18000 | 19000 | 23.5 | 12.5 | 10.8 | 2.02 | 78 | 59 | 207671410
NAPOLEON | NDHAS22-18-O | NDHAS22-18-I |  | 18000 | 18000 | 24 | 13.5 | 10.5 | 2.44 | 78 | 71 | 207683231
NAPOLEON | NDHAS26-12-O | NDHAS26-12-I |  | 12000 | 12000 | 25.5 | 14 | 10.4 | 1.8 | 83 | 100 | 207683234
CARRIER | 38MBRCQ48AA3 | 40MBCAQ48XA3 |  | 48000 | 50000 | 18.5 | 9.5 | 9.8 | 1.98 | 60 | 69 | 207683289
CARRIER | 38MARBQ24AA3 | 40MBCAQ24XA3 |  | 24000 | 25000 | 20.5 | 11 | 11.5 | 2 | 84 | 103 | 207683292
BRYANT | 38MBRCQ48AA3 | 40MBCAQ48XA3 |  | 48000 | 50000 | 18.5 | 9.5 | 9.8 | 1.98 | 60 | 69 | 207683296
BRYANT | 38MARBQ24AA3 | 40MBCAQ24XA3 |  | 24000 | 25000 | 20.5 | 11 | 11.5 | 2 | 84 | 103 | 207683299
Weathermaker | 38MBRCQ48AA3 | 40MBCAQ48XA3 |  | 48000 | 50000 | 18.5 | 9.5 | 9.8 | 1.98 | 60 | 69 | 207683310
ARCOAIRE | DLCLRCH48AAK | DLFLCBH48XAK |  | 48000 | 50000 | 18.5 | 9.5 | 9.8 | 1.98 | 60 | 69 | 207683324
COMFORTMAKER | DLCLRCH48AAK | DLFLFAH48XAK |  | 48000 | 50000 | 18.9 | 9.3 | 10 | 1.85 | 58 | 70 | 207683333
DAY & NIGHT | DLCLRCH48AAK | DLFLFAH48XAK |  | 48000 | 50000 | 18.9 | 9.3 | 10 | 1.85 | 58 | 70 | 207683340
DAY & NIGHT | DLCSRBH24AAK | DLFSCBH24XAK |  | 24000 | 25000 | 20.5 | 11 | 11.5 | 2 | 84 | 103 | 207683341
KEEPRITE | DLCLRCH48AAK | DLFLCBH48XAK |  | 48000 | 50000 | 18.5 | 9.5 | 9.8 | 1.98 | 60 | 69 | 207683352
KEEPRITE | DLCSRBH24AAK | DLFSCBH24XAK |  | 24000 | 25000 | 20.5 | 11 | 11.5 | 2 | 84 | 103 | 207683355
MDV | MOD30-22HFN1-MW5W | MSAB2F-22HRFN1-MW5W |  | 22000 | 24000 | 23.5 | 13.7 | 10.5 | 1.94 | 64 | 98 | 202415590
CARRIER | 38MPRAQ24AA3 | 40MPHAQ24XA3 |  | 22000 | 24000 | 23.5 | 13.7 | 10.5 | 1.94 | 64 | 98 | 202463635
BRYANT | 38MPRAQ18AA3 | 619PHAQ18XA3 |  | 18000 | 18000 | 26.2 | 14.5 | 12 | 1.95 | 68 | 91 | 202463636
BRYANT | 38MPRAQ24AA3 | 619PHAQ24XA3 |  | 22000 | 24000 | 23.5 | 13.7 | 10.5 | 1.94 | 64 | 98 | 202463637
PAYNE | 38MPRAQ18AA3 | DHMPHAQ18XA3 |  | 18000 | 18000 | 26.2 | 14.5 | 12 | 1.95 | 68 | 91 | 202463638
ARCOAIRE | DLCPRAH24AAK | DLFPHAH24XAK |  | 22000 | 24000 | 23.5 | 13.7 | 10.5 | 1.94 | 64 | 98 | 202463643
HEIL | DLCPRAH18AAK | DLFPHAH18XAK |  | 18000 | 18000 | 26.2 | 14.5 | 12 | 1.95 | 68 | 91 | 202463648
HEIL | DLCPRAH24AAK | DLFPHAH24XAK |  | 22000 | 24000 | 23.5 | 13.7 | 10.5 | 1.94 | 64 | 98 | 202463649
SMART COMFORT | DLCPRAH24AAK | DLFPHAH24XAK |  | 22000 | 24000 | 23.5 | 13.7 | 10.5 | 1.94 | 64 | 98 | 202463659
CTMorley | MOU-A33H-2 | MIU-A33HW-2 |  | 33000 | 35000 | 20 | 11.7 | 10 | 1.8 | 79 | 99 | 211749882
SENVILLE | SENA-33HF-OQ | SENA-33HF-IQ |  | 33000 | 35000 | 19.5 | 12 | 10 | 1.8 | 82 | 99 | 211749871
Star Air Kontrol | SAK-48-CC(OD)/220VOLT | SAK-48-20CC/220(IN) |  | 48000 | 50000 | 18.5 | 9.5 | 9.8 | 1.98 | 60 | 69 | 211726527
Star Air Kontrol | SAK-18-CC(OD)/220VOLT | SAK-18-20CC/220(IN) |  | 16000 | 19000 | 20.5 | 12.5 | 10.5 | 2.16 | 63 | 67 | 211726524
GOODMAN | MSH123E23MCAA | MSH123E23AXAA |  | 12000 | 12000 | 23.6 | 13.5 | 9.5 | 1.8 | 63 | 83 | 203991091
CONCORD | 4DHP2S18S-1P | D22C118S4-1P |  | 16000 | 19000 | 20.5 | 12.5 | 10.4 | 2.16 | 63 | 67 | 208106694
CONCORD | 4DHP2S18S-1P | DWM218S4-1P |  | 18000 | 19000 | 23.5 | 12.4 | 10.7 | 2.02 | 78 | 59 | 208106691
CONCORD | 4DHP2S12S-1P | DWM212S4-1P |  | 12000 | 12000 | 24.6 | 13.7 | 10.7 | 2.39 | 75 | 67 | 208106690
AirEase | 4DHP2S24S-1P | D33C224S4-1P |  | 23600 | 26000 | 21.5 | 12.3 | 9.6 | 2.2 | 73 | 71 | 208106686
Armstrong Air | 4DHP2S12S-1P | D22C112S4-1P |  | 11800 | 12000 | 22.7 | 13.9 | 9.9 | 2.27 | 74 | 67 | 208106675
Armstrong Air | 4DHP2S24S-1P | DWM224S4-1P |  | 24000 | 25000 | 22 | 14 | 9.9 | 1.8 | 65 | 62 | 208106674
DUCANE | 4DHP2S18S-1P | D22C118S4-1P |  | 16000 | 19000 | 20.5 | 12.5 | 10.4 | 2.16 | 63 | 67 | 208106667
DUCANE | 4DHP2S12S-1P | D22C112S4-1P |  | 11800 | 12000 | 22.7 | 13.9 | 9.9 | 2.27 | 74 | 67 | 208106666
Allied | 4DHP2S24S-1P | D33C224S4-1P |  | 23600 | 26000 | 21.5 | 12.3 | 9.6 | 2.2 | 73 | 71 | 208106659
Allied | 4DHP2S18S-1P | D22C118S4-1P |  | 16000 | 19000 | 20.5 | 12.5 | 10.4 | 2.16 | 63 | 67 | 208106658
Allied | 4DHP2S12S-1P | DWM212S4-1P |  | 12000 | 12000 | 24.6 | 13.7 | 10.7 | 2.39 | 75 | 67 | 208106653
AURORA | AU-CX24HR-2A-O | AU-BS24HR-2A-I |  | 23000 | 26000 | 22.3 | 12.5 | 10.3 | 1.8 | 73 | 88 | 208101259
Breeze33 | BZ33-HYP12OUT2-G2-P | BZ33-CASS12-P |  | 12000 | 12000 | 22.3 | 12.7 | 10.2 | 1.89 | 83 | 94 | 207862077
Breeze33 | BZ33-HYP18OUT2-G2-P | BZ33-HYP18WALL2-G2-P |  | 18000 | 18000 | 21.5 | 12.5 | 11.3 | 1.8 | 83 | 100 | 207862072
Breeze33 | BZ33-HYP06OUT2-G2-P | BZ33-HYP06WALL2-G2-P |  | 6000 | 7000 | 26.5 | 15.8 | 13.6 | 2.1 | 121 | 107 | 207862069
AC PRO.COM | AOD32-24HFN1-MT0W | ASEPD-24HRFN1-MU0W |  | 24000 | 25000 | 22 | 14 | 10 | 1.8 | 65 | 62 | 207827148
MIDEA | MOD33-24HFN1-MT0W | MUEU-24HRFN1-M(C) |  | 24000 | 24000 | 21.2 | 12.5 | 10.3 | 2.2 | 67 | 76 | 207826697
MIDEA | MOX230-09HFN1-MW5W | MSEPB-09HRFN1-MY5W(GA) |  | 9000 | 10000 | 25.5 | 15 | 12.3 | 2.17 | 85 | 75 | 207826693
BRYANT | 38MPRBQ18AA3 | 619PHBQ18XA3 |  | 18000 | 20000 | 26.3 | 15.3 | 15.5 | 2.89 | 101 | 120 | 207826657
MIDEA | 38MPRBQ18AA3 | DHMPHBQ18XA3 |  | 18000 | 20000 | 26.3 | 15.3 | 15.5 | 2.89 | 101 | 120 | 207826656
DAY & NIGHT | DLCPRBH18AAK | DLFPHBH18XAK |  | 18000 | 20000 | 26.3 | 15.3 | 15.5 | 2.89 | 101 | 120 | 207826646
ARCOAIRE | DLCPRBH18AAK | DLFPHBH18XAK |  | 18000 | 20000 | 26.3 | 15.3 | 15.5 | 2.89 | 101 | 120 | 207826644
TEMPSTAR | DLCSRBH06AAK | DLFSHBH06XAK |  | 6000 | 7000 | 23.5 | 15 | 12 | 1.84 | 107 | 101 | 207188926
MIDEA | DLCSRBH06AAK | DLFSHBH06XAK |  | 6000 | 7000 | 23.5 | 15 | 12 | 1.84 | 107 | 101 | 207188923
KENMORE | DLCSRBH06AAK | DLFSHBH06XAK |  | 6000 | 7000 | 23.5 | 15 | 12 | 1.84 | 107 | 101 | 207188920
DAY & NIGHT | DLCSRBH06AAK | DLFSHBH06XAK |  | 6000 | 7000 | 23.5 | 15 | 12 | 1.84 | 107 | 101 | 207188911
MDV | MOX230-09HFN1-MW5W | MSEPB-06HRFN1-MY5W |  | 6000 | 7000 | 26.5 | 15.8 | 13.6 | 2.1 | 121 | 107 | 207178564
COMFORT-AIRE | A-VMH24SU-1 | B-VMH24SU-1A |  | 21600 | 23400 | 18.9 | 11.7 | 10.4 | 1.89 | 83 | 100 | 206913571
COMFORT-AIRE | A-VMH24SU-1A | B-VMH24SU-1 |  | 21600 | 23400 | 18.9 | 11.7 | 10.4 | 1.89 | 83 | 100 | 206913036
FRANKLIN | MSH093E23MCAA | MST093E20ACAA |  | 9000 | 9800 | 20.5 | 13 | 10.3 | 1.8 | 92 | 102 | 206900432
COMFORTSTAR | CHF24CD(O) | TIP-24 |  | 24000 | 25000 | 20.5 | 11 | 11.5 | 2 | 84 | 103 | 207658952
COMFORTSTAR | CZP12CD(O) | TPA-12C |  | 12000 | 12000 | 22.7 | 14 | 10 | 2.27 | 74 | 67 | 207658944
COMFORTSTAR | CHF18CD(O) | CHF18CD(I) |  | 18000 | 18000 | 21.5 | 12.5 | 11.3 | 1.8 | 83 | 100 | 207658928
COMFORTSTAR | CZP24CD(O) | CHF24CD(I) |  | 24000 | 25000 | 22 | 14 | 10 | 1.8 | 65 | 62 | 207658925
COMFORTSTAR | CZP12CA(O) | CHF12CA(I) |  | 12000 | 12000 | 23.5 | 13 | 10 | 2.16 | 70 | 57 | 207658921
MDV | MOX330-12HFN1-MW5W-L | MCA3U-12HRFN1-M(C) |  | 12000 | 12000 | 22.3 | 12.7 | 10.2 | 1.89 | 83 | 94 | 207658614
MDV | MOX430-17HFN1-MT0W-L | MUEU-18HRFN1-M(C) |  | 17000 | 18000 | 20.5 | 12.5 | 9.8 | 1.86 | 67 | 93 | 207658612
MDV | MOX430-17HFN1-MT0W-L | MSEPC-18HRFN1-MU0W |  | 18000 | 18000 | 21.5 | 12.5 | 11.2 | 1.8 | 83 | 100 | 207658607
MDV | MOX330-12HFN1-MW5W-L | MSEPB-12HRFN1-MW5W(GA) |  | 12000 | 12000 | 25.5 | 13.5 | 10.4 | 1.8 | 83 | 100 | 207658606
MDV | MOE30U-48HFN1-MP0(GA)-L | MCD1-48HRFN1-M(GA) |  | 47000 | 50000 | 18.5 | 9.5 | 9.8 | 1.98 | 60 | 69 | 207658604
MDV | MOX430-18HFN1-MU0W-L | MSEPC-18HRFN1-MU0W |  | 18000 | 19000 | 23.5 | 12.4 | 10.7 | 2.02 | 78 | 59 | 207658590
KERR | A-KMH12SV-1 | B-KMH12SV-1 |  | 12000 | 12000 | 25.5 | 14 | 10.4 | 1.8 | 83 | 100 | 207657395
COMFORT-AIRE | A-VMH24SV-1 | B-VMH24CV-1 |  | 24000 | 25000 | 20.5 | 11 | 11.5 | 2 | 84 | 103 | 207657392
COMFORT-AIRE | A-VMH18SV-1 | B-VMH18SV-1 |  | 18000 | 18000 | 21.5 | 12.5 | 11.3 | 1.8 | 83 | 100 | 207657388
C&H | CH-ES12-230VO | CH-12MSPHMC-230VI |  | 12000 | 12000 | 22.7 | 13 | 10.2 | 2.26 | 75 | 70 | 207742320
C&H | CH-ES12-230VO | CH-12MSPHCT-230VI |  | 12000 | 12000 | 22.7 | 14 | 10 | 2.27 | 74 | 67 | 207742318
C&H | CH-ES12-115VO | CH-12OLVWM-115VI |  | 12000 | 12000 | 22.7 | 12.5 | 10.4 | 2.06 | 74 | 56 | 207740531
C&H | CH-HPR18-230VO | CH-18MOLVWM-230VI |  | 18000 | 18000 | 22 | 13 | 10.6 | 1.89 | 62 | 96 | 207740521
C&H | CH-HPR12-230VO | CH-12MOLVWM-230VI |  | 12000 | 12000 | 23.1 | 13 | 10.5 | 1.88 | 86 | 92 | 207740520
C&H | CH-ES18-230VO | CH-18MOLVWM-230VI |  | 18000 | 18000 | 24 | 13.5 | 10.5 | 2.44 | 78 | 71 | 207740514
C&H | CH-HPR24-230VO | CH-24MASTWM-230VI |  | 24000 | 29000 | 21.5 | 13 | 11.4 | 2.21 | 73 | 86 | 207740504
C&H | CH-HPR06F9-230VO | CH-06MASTWM-230VI |  | 6000 | 7000 | 26.5 | 15.8 | 13.6 | 2.1 | 121 | 107 | 207740500
KANIONco | KWSM-12IR410AHS21.5MVL | KWSM-12IR410AHS21.5MVL |  | 12000 | 12000 | 22.7 | 12.5 | 10 | 2 | 70 | 54 | 207699078
LENNOX | MLB018S4S-1P | M22A018S4-2P |  | 15700 | 17000 | 20 | 12.5 | 9.5 | 1.75 | 92 | 94 | 207683533
LENNOX | MLB018S4S-1P | MCFB018S4-2P |  | 17000 | 18000 | 20.5 | 12.5 | 9.8 | 1.86 | 67 | 93 | 207683529
LENNOX | MPC024S4S-1P | M33C024S4-1P |  | 23600 | 26000 | 21.5 | 12.3 | 9.6 | 2.2 | 73 | 71 | 207683517
LENNOX | MPC018S4S-1P | M22A018S4-2P |  | 16000 | 19000 | 20.5 | 12.5 | 10.4 | 2.16 | 63 | 67 | 207683516
LENNOX | MPC018S4S-1P | MWMC018S4-1P |  | 18000 | 19000 | 23.5 | 12.4 | 10.7 | 2.02 | 78 | 59 | 207683499
LENNOX | MPC012S4S-1L | MWMC012S4-1L |  | 12000 | 12000 | 23.5 | 13 | 10 | 2.16 | 70 | 57 | 207683496
AIRQUEST | DLCLRCH48AAK | DLFLCBH48XAK |  | 48000 | 50000 | 18.5 | 9.5 | 9.8 | 1.98 | 60 | 69 | 207683387
SMART COMFORT | DLCLRCH48AAK | DLFLCBH48XAK |  | 48000 | 50000 | 18.5 | 9.5 | 9.8 | 1.98 | 60 | 69 | 207683380
MIDEA | DLCLRCH48AAK | DLFLFAH48XAK |  | 48000 | 50000 | 18.9 | 9.3 | 10 | 1.85 | 58 | 70 | 207683368
KENMORE | DLCLRCH48AAK | DLFLCBH48XAK |  | 48000 | 50000 | 18.5 | 9.5 | 9.8 | 1.98 | 60 | 69 | 207683359
HEIL | DLCLRCH48AAK | DLFLCBH48XAK |  | 48000 | 50000 | 18.5 | 9.5 | 9.8 | 1.98 | 60 | 69 | 207683345
COMFORTMAKER | DLCSRBH24AAK | DLFSCBH24XAK |  | 24000 | 25000 | 20.5 | 11 | 11.5 | 2 | 84 | 103 | 207683334
MIDEA | MOX230-12HFN1-MV5W | MSAG11B-12HRFN1-MV0W(GA) |  | 12000 | 12000 | 23.1 | 13 | 10.8 | 2.41 | 83 | 70 | 207821932
KARDA | 3KARDA24SZO | 3KARDA24UVC |  | 24000 | 25000 | 20.5 | 11 | 11.5 | 2 | 84 | 103 | 207796643
KARDA | 3KARDA12SZO | 3KARDA12UVC |  | 12000 | 12000 | 22.3 | 12.7 | 10.2 | 1.89 | 83 | 94 | 207796638
PERFECTAIRE | 3PAMSHH24-SZO | 3PAMSCH24 |  | 24000 | 25000 | 20.5 | 11 | 11.5 | 2 | 84 | 103 | 207796635
DIAMONDAIR | D2018SHO2 | DF2018HMSI2 |  | 18000 | 18000 | 22 | 13 | 10.6 | 1.89 | 62 | 96 | 210857267
Cooper&Hunter | CH-HPR09-230VO | CH-B09MOLVWM-230VI |  | 9000 | 12000 | 26.4 | 15.8 | 11.6 | 1.85 | 78 | 92 | 210799691
Cooper&Hunter | CH-HPR06F9-230VO | CH-B06MOLVWM-230VI |  | 6000 | 7000 | 23.5 | 15 | 12 | 1.84 | 107 | 101 | 210799686
Cooper&Hunter | CH-ES09-115VO | CH-B09OLVWM-115VI |  | 9000 | 10000 | 23 | 13.8 | 9.8 | 2.06 | 59 | 67 | 210799684
Cooper&Hunter | CH-HPR12-230VO | CH-12MMC-230VI |  | 12000 | 12000 | 24.2 | 13.3 | 10.7 | 1.99 | 85 | 99 | 210799675
Cooper&Hunter | CH-ES12-230VO | CH-12MMC-230VI |  | 12000 | 12000 | 25 | 13 | 11 | 2.38 | 77 | 70 | 210799674
Cooper&Hunter | CH-HPR12-230VO | CH-D12MSPHWM-230VI |  | 12000 | 12000 | 23.6 | 13.5 | 9.5 | 1.8 | 63 | 83 | 210799656
Cooper&Hunter | CH-HPR24-230VO | CH-24MSPHFC-230VI |  | 24000 | 25000 | 20.5 | 11.7 | 11 | 2.1 | 76 | 100 | 210799601
Cooper&Hunter | CH-HPR18-230VO | CH-18MSPHFC-230VI |  | 17000 | 18000 | 20.5 | 12.5 | 9.8 | 1.86 | 67 | 93 | 210799598
Cooper&Hunter | CH-HPR18-230VO | CH-18MSPHCT-230VI |  | 16000 | 17000 | 20 | 12.5 | 9.5 | 1.75 | 92 | 94 | 210799596
Cooper&Hunter | CH-HPR12-230VO | CH-12MSPHMC-230VI |  | 12000 | 12000 | 23.6 | 13 | 10 | 1.89 | 80 | 100 | 210799595
Cooper&Hunter | CH-ES24-230VO | CH-N24MSPHCT-230VI |  | 24000 | 25000 | 21.5 | 12.5 | 9.7 | 2.2 | 76 | 74 | 210799588
Cooper&Hunter | CH-HPR18-230VO | CH-18MOLVWM-230VI |  | 18000 | 18000 | 22 | 13 | 10.6 | 1.89 | 62 | 96 | 210799568
Cooper&Hunter | CH-HPR12-230VO | CH-12MOLVWM-230VI |  | 12000 | 12000 | 23.1 | 13 | 10.5 | 1.88 | 86 | 92 | 210799567
Cooper&Hunter | CH-HPR09-230VO | CH-09MOLVWM-230VI |  | 9000 | 12000 | 26.4 | 15.8 | 11.6 | 1.85 | 78 | 92 | 210799566
DUCANE | 4DHP2S48S-1P | D33C248S4-*P |  | 47000 | 50000 | 18.5 | 9.5 | 9.8 | 1.98 | 60 | 69 | 211034590
DUCANE | 4DHP2S18S-1P | D22C118S4-*P |  | 16000 | 19000 | 20.5 | 12.5 | 10.4 | 2.16 | 63 | 67 | 211034587
DUCANE | 4DHPS209S-1P | D22C109S4-*P |  | 8900 | 10000 | 20 | 13 | 10 | 1.9 | 75 | 74 | 211034585
DUCANE | 4DHP2S18S-1P | DWM218S4-*P |  | 18000 | 19000 | 23.5 | 12.4 | 10.7 | 2.02 | 78 | 59 | 211034574
CONCORD | 4DHP2S48S-1P | D33C248S4-*P |  | 47000 | 50000 | 18.5 | 9.5 | 9.8 | 1.98 | 60 | 69 | 211034564
CONCORD | 4DHPS209S-1P | DWM209S4-*P |  | 9000 | 10000 | 25.5 | 15 | 11.9 | 2.17 | 85 | 75 | 211034546
Armstrong Air | 4DHP2S48S-1P | D33C248S4-*P |  | 47000 | 50000 | 18.5 | 9.5 | 9.8 | 1.98 | 60 | 69 | 211034538
Armstrong Air | 4DHPS209S-1P | D22C109S4-*P |  | 8900 | 10000 | 20 | 13 | 10 | 1.9 | 75 | 74 | 211034533
Armstrong Air | 4DHP2S12S-1P | DWM212S4-*P |  | 12000 | 12000 | 24.6 | 13.7 | 10.7 | 2.39 | 75 | 67 | 211034521
Allied | 4DHP2S48S-1P | D33C248S4-*P |  | 47000 | 50000 | 18.5 | 9.5 | 9.8 | 1.98 | 60 | 69 | 211034512
Allied | 4DHP2S24S-1P | DWM224S4-*P |  | 24000 | 25000 | 22 | 14 | 9.9 | 1.8 | 65 | 62 | 211034497
NOVAIR | LEA18SZ35SK-O | 2LEA18UUSK-I |  | 18000 | 18000 | 21.5 | 12.5 | 11.3 | 1.8 | 83 | 100 | 211709684
Alsetria | MOX430-17HFN1-MT0W | MCBU-18HRFN1-MU2W |  | 16700 | 20000 | 19.8 | 12.5 | 11.2 | 1.93 | 73 | 84 | 211644101
ECO-AIR | MOX330-09HFN1-MY5W | MCBU-09HRFN1-MW0W |  | 9000 | 10900 | 24 | 13 | 12.4 | 1.8 | 90 | 96 | 211644093
ECO-AIR | MOX230-12HFN1-MV5W | MFA2U-12HRFN1-MW5W |  | 12000 | 12000 | 25 | 13 | 11 | 2.38 | 77 | 70 | 211644090
ECO-AIR | MOE30U-36HFN1-M(GA) | MCD1-36HRFN1-M(GA) |  | 36000 | 40000 | 19.4 | 9.5 | 10.5 | 1.85 | 83 | 100 | 211644072
ECO-AIR | MOX330-12HFN1-MW5W | CCA3U-12HRFN1-M(C) |  | 12000 | 12000 | 22.3 | 12.7 | 10.2 | 1.89 | 83 | 94 | 211644069
Alsetria | MOX430-17HFN1-MT0W | CCA3U-18HRFN1-M(C) |  | 16000 | 17000 | 20 | 12.5 | 9.5 | 1.75 | 92 | 94 | 211644045
Alsetria | MOX330-09HFN1-MY5W | CCA3U-09HRFN1-M(C) |  | 9000 | 9800 | 20.5 | 13 | 10.3 | 1.8 | 92 | 102 | 211644043
Alsetria | MOX430-18HFN1-MU0W | CCA3U-18HRFN1-M(C) |  | 16000 | 19000 | 20.5 | 12.5 | 10.5 | 2.16 | 63 | 67 | 211644033
Alsetria | MOX230-12HFN1-MV5W | CCA3U-12HRFN1-M(C) |  | 12000 | 12000 | 22.7 | 14 | 10 | 2.27 | 74 | 67 | 211644032
Mitsutomo | HO-SZ06-AB-Q | HJ-UZ06-AB-Q |  | 6500 | 7100 | 22 | 14.5 | 10.8 | 2 | 80 | 113 | 211306397
Mitsutomo | HO-SZ12-AB-Q | HW-SZ12-AB-Q |  | 12000 | 12000 | 23.1 | 13 | 10.5 | 1.88 | 86 | 92 | 211306394
Breeze33 | HSZ18H424ZMO | CA18H424ZMI |  | 16000 | 17000 | 20 | 12.5 | 9.5 | 1.75 | 92 | 94 | 211277588
Breeze33 | HSZ12H424ZMO | SCA12H424ZMI |  | 12000 | 12500 | 23 | 13 | 10 | 1.8 | 76 | 88 | 211277585
PERFECTAIRE | 3PAMSHH06-SZO | 3PAMSHH06-UVW |  | 6000 | 7000 | 23.5 | 15 | 12 | 1.84 | 107 | 101 | 211253535
CanAir | C25SCH09H21 | C28SEH09H21 |  | 9000 | 10000 | 25.5 | 15 | 12.3 | 2.17 | 85 | 75 | 211253522
Cooper&Hunter | CH-NHPR60LCU-230VO | CH-60LCFC/I |  | 55000 | 60000 | 17.3 | 9 | 10.2 | 1.97 | 67 | 94 | 211246027
Custom Comfort | CCOXHASZ12HP | CCOXHAFM12 |  | 12000 | 12000 | 24.2 | 13.3 | 10.7 | 1.99 | 85 | 99 | 212365422
Custom Comfort | CCOXHASZ36CHP | CCOXHA4C36 |  | 36000 | 40000 | 19.4 | 9.5 | 10.5 | 1.85 | 83 | 100 | 212365413
Custom Comfort | CCOXHASZ09HP | CCOXHA4C09 |  | 9000 | 9800 | 20.5 | 13 | 10.3 | 1.8 | 92 | 102 | 212365409
Custom Comfort | CCOXHASZ33HP | CCOXHAWM33 |  | 33000 | 35000 | 19.5 | 12 | 10 | 1.8 | 82 | 99 | 212365408
MAXI AIR | NE-T52-PLA18INT | NE-T52-PLA18EXT |  | 18000 | 18000 | 23.7 | 13.5 | 10.3 | 2.39 | 78 | 69 | 212348364
STEALTH | ACIQ-18ZPL-HP230B | SCC-1218-HH-M |  | 16700 | 20000 | 19.8 | 12.5 | 11.2 | 1.93 | 73 | 84 | 212316200
STEALTH | ACIQ-06ZPL-HP230B | SCC-0609-HH-M |  | 6500 | 7100 | 22 | 14.5 | 10.8 | 2 | 80 | 113 | 212316197
STEALTH | ACIQ-12ZPL-HP230B | ACIQ-12W-HH-MC |  | 12000 | 12000 | 25.5 | 14 | 10.4 | 1.8 | 83 | 100 | 212316186
STEALTH | ACIQ-18ZPL-HP230B | ACIQ-18CC-HH-MB |  | 16000 | 17000 | 20 | 12.5 | 9.5 | 1.75 | 92 | 94 | 212316163
DUCANE | 4DHP2S09S-1P | D22C109S4-1P |  | 9000 | 10000 | 20 | 13 | 10 | 1.9 | 75 | 74 | 208128195
CONCORD | 4DHP2S09S-1P | DWM209S4-1P |  | 9000 | 10000 | 25.5 | 15 | 12.3 | 2.17 | 85 | 75 | 208128191
AirEase | 4DHP2S09S-1P | D22C109S4-1P |  | 9000 | 10000 | 20 | 13 | 10 | 1.9 | 75 | 74 | 208128186
Allied | 4DHP2S12S-1L | DWM212S4-1L |  | 12000 | 12000 | 23.5 | 13 | 10 | 2.16 | 70 | 57 | 208127266
PIONEER | YN048GMFI18RUE | UB048GMFILCFHD |  | 48000 | 50000 | 18.9 | 9.3 | 10 | 1.85 | 58 | 70 | 208121960
PIONEER | YN024GMFI20RPD | CB024GMFILDFHE |  | 24000 | 25000 | 21.5 | 12.5 | 9.7 | 2.2 | 76 | 74 | 208121947
EMI | MHSZ118DA | MHCAS18DA |  | 16000 | 17000 | 20 | 12.5 | 9.5 | 1.75 | 92 | 94 | 208121930
EMI | MHSZ112DA | MHWAL12DA |  | 12000 | 12000 | 25.5 | 14 | 10.4 | 1.8 | 83 | 100 | 208121925
EMI | MHSZ106DA | MHWAL06DA |  | 6000 | 7000 | 26.5 | 15.8 | 13.6 | 2.1 | 121 | 107 | 208121923
Alsetria | MOD30-24HFN1-MU0W | MSEPD-24HRFN1-MU0W |  | 24000 | 29000 | 21.5 | 13 | 11.4 | 2.21 | 73 | 86 | 208121904
MIDEA | MOX230-09HFN1-MW5W | CCA3U-09HRFN1-M(C) |  | 9000 | 10000 | 20 | 13 | 10 | 1.9 | 75 | 74 | 208568353
MIDEA | MOX430-09HFN1-MZG5W | MSOP1B-09HRFN1-MZG5W |  | 9000 | 12000 | 28.5 | 16 | 18 | 1.85 | 87 | 114 | 208568345
MRCOOL | O-HH-18-HP-C-230B | O-18-HP-WMAH-230B |  | 18000 | 18000 | 21.5 | 12.5 | 11.3 | 1.8 | 83 | 100 | 208552823
MRCOOL | O-HH-09-HP-C-230B | O-09-HP-WMAH-230B |  | 9000 | 12000 | 28.1 | 16.2 | 11.5 | 2 | 79 | 88 | 208552819
MRCOOL | DIY-18-HP-C-230C25 | DIY-18-HP-WMAH-230C25 |  | 18000 | 18000 | 22.7 | 12.6 | 9.8 | 2.05 | 77 | 65 | 208552788
MRCOOL | O-ES-09-HP-C-230B | O-09-HP-WMAH-230B |  | 9000 | 10000 | 25.5 | 15 | 12.3 | 2.17 | 85 | 75 | 208552810
MDV | MOX430-12HFN1-MZ60W | MSOP1B-12HRFN1-MZ60W-CA |  | 12000 | 12000 | 25.3 | 14 | 11.7 | 1.85 | 87 | 114 | 208497421
AIRQUEST | DLCSRBH12AAJ | DLFSHCH12XAJ |  | 12000 | 12000 | 23.5 | 13 | 10 | 2.16 | 70 | 57 | 208447692
SMART COMFORT | DLCSRBH12AAJ | DLFSHCH12XAJ |  | 12000 | 12000 | 23.5 | 13 | 10 | 2.16 | 70 | 57 | 208447684
TEMPSTAR | DLCSRBH06AAK | DLFSHCH06XAK |  | 6000 | 7000 | 26.5 | 15.8 | 13.6 | 2.1 | 121 | 107 | 208447677
Weathermaker | 38MARBQ18AA3 | 40MCCAQ18XA3 |  | 16700 | 20000 | 19.8 | 12.5 | 11.2 | 1.93 | 73 | 84 | 209270302
PAYNE | 38MARBQ09AA3 | 40MCCAQ09XA3 |  | 9000 | 10900 | 24 | 13 | 12.4 | 1.8 | 90 | 96 | 209270297
SMART COMFORT | DLCSRBH09AAK | DLFCCAH09XAK |  | 9000 | 10900 | 24 | 13 | 12.4 | 1.8 | 90 | 96 | 209270279
MIDEA | DLCSRBH09AAK | DLFCCAH09XAK |  | 9000 | 10900 | 24 | 13 | 12.4 | 1.8 | 90 | 96 | 209270271
LENNOX | LISH048000P431-D | LICH4048180P431-D |  | 48000 | 50000 | 18.5 | 9.5 | 9.8 | 1.98 | 60 | 69 | 207825608
LENNOX | LISH012000P431-D | LICH4012180P431-C |  | 12000 | 12000 | 22.7 | 14 | 10 | 2.27 | 74 | 67 | 207825604
DIYCOOL | ACIQ-18ZPL-HP230B | ACIQ-18FM-HH-MB |  | 17000 | 18000 | 20.5 | 12.5 | 9.8 | 1.86 | 67 | 93 | 207825562
DIYCOOL | ACIQ-12ZPL-HP230B | ACIQ-12FM-HH-MB |  | 12000 | 12000 | 23.6 | 13 | 10 | 1.89 | 80 | 100 | 207825561
DIYCOOL | ACIQ-12ZPL-HP230B | ACIQ-12CC-HH-MB |  | 12000 | 12000 | 22.3 | 12.7 | 10.2 | 1.89 | 83 | 94 | 207825555
DIYCOOL | ACIQ-09ZPL-HP230B | ACIQ-09CC-HH-MB |  | 9000 | 9800 | 20.5 | 13 | 10.3 | 1.8 | 92 | 102 | 207825554
DAY & NIGHT | DLCSRBH24AAK | DLFSHCH24XAK |  | 24000 | 29000 | 21.5 | 13 | 11.4 | 2.21 | 73 | 86 | 208447631
COMFORTMAKER | DLCSRBH12AAJ | DLFSHCH12XAJ |  | 12000 | 12000 | 23.5 | 13 | 10 | 2.16 | 70 | 57 | 208447628
ARCOAIRE | DLCSRBH12AAJ | DLFSHCH12XAJ |  | 12000 | 12000 | 23.5 | 13 | 10 | 2.16 | 70 | 57 | 208447620
ARCOAIRE | DLCSRBH18AAK | DLFSHCH18XAK |  | 18000 | 18000 | 21.5 | 12.5 | 11.3 | 1.8 | 83 | 100 | 208447619
ARCOAIRE | DLCSRBH12AAK | DLFSHCH12XAK |  | 12000 | 12000 | 25.5 | 14 | 10.4 | 1.8 | 83 | 100 | 208447614
TRUST AIR CONDITIONERS | IS12H/O4S41R | IS12H/I4S41R |  | 12000 | 12000 | 23.5 | 13 | 10 | 2.16 | 70 | 57 | 208280044
PIONEER | YN009GMFI22RPE | CB009GMFILCFHD |  | 9000 | 10000 | 20 | 13 | 10 | 1.9 | 75 | 74 | 208191857
BOSCH | BMS500-AAS012-1CSXHC | BMS500-AAU012-1AHWXB |  | 12000 | 12000 | 23.6 | 13.5 | 9.5 | 1.8 | 63 | 83 | 208157117
KERR | A-KMH24SV-1 | B-KMH24SU-1 |  | 21600 | 23400 | 18.9 | 11.7 | 10.4 | 1.89 | 83 | 100 | 208141196
COMFORT-AIRE | A-VMH12SV-1 | B-VMH12SU-1C |  | 12000 | 12000 | 23.6 | 13.5 | 9.5 | 1.8 | 63 | 83 | 208141174
COMFORT-AIRE | A-VMH12SV-1 | B-VMH12SU-1 |  | 12000 | 12000 | 23.6 | 13.5 | 9.5 | 1.8 | 63 | 83 | 208141168
LBG Products | LBHB24DVWO | LMHB24DZDI |  | 24000 | 25000 | 20.5 | 11.7 | 11 | 2.1 | 76 | 100 | 208130845
LBG Products | LBHB09DVWO | LMHB09DSI |  | 9000 | 9800 | 20.5 | 13 | 10.3 | 1.8 | 92 | 102 | 208130831
LBG Products | LBHB06DVWO | LBHB06DVWI |  | 6000 | 7000 | 23.5 | 15 | 12 | 1.84 | 107 | 101 | 208130826
LBG Products | LBHB24DUWO | LMHB24DZDI |  | 24000 | 24000 | 21.2 | 12.5 | 10.3 | 2.2 | 67 | 76 | 208130822
LBG Products | LBHB09DUWO | LMHB09DSI |  | 9000 | 10000 | 20 | 13 | 10 | 1.9 | 75 | 74 | 208130807
LBG Products | LBHB09DUWO | LBHB09DUWI |  | 9000 | 10000 | 24 | 14.7 | 11.6 | 2.25 | 81 | 75 | 208130803
SEA BREEZE+ | CSZ36H424ZMO | CA36H424ZMI |  | 36000 | 40000 | 19.4 | 9.5 | 10.5 | 1.85 | 83 | 100 | 208128274
SEA BREEZE+ | SZ9H424ZMO | CA9H424ZMI |  | 9000 | 10000 | 20 | 13 | 10 | 1.9 | 75 | 74 | 208128270
COMFORTMAKER | DLCSRBH24AAK | DLFSHCH24XAK |  | 24000 | 29000 | 21.5 | 13 | 11.4 | 2.21 | 73 | 86 | 208447623
COMFORTMAKER | DLCSRBH12AAK | DLFSHCH12XAK |  | 12000 | 12000 | 25.5 | 14 | 10.4 | 1.8 | 83 | 100 | 208447622
ARCOAIRE | DLCSRBH24AAK | DLFSHCH24XAK |  | 24000 | 29000 | 21.5 | 13 | 11.4 | 2.21 | 73 | 86 | 208447615
TRUST AIR CONDITIONERS | OUS48H/O4S41P | IUMC448H/I41P |  | 48000 | 50000 | 18.5 | 9.5 | 9.8 | 1.98 | 60 | 69 | 208280082
PIONEER | YN024GMFI22RPE | UB024GMFILCFHD |  | 24000 | 24000 | 21.2 | 12.5 | 10.3 | 2.2 | 67 | 76 | 208141957
KERR | A-KMH12SV-1 | B-KMH12SU-1 |  | 12000 | 12000 | 23.6 | 13.5 | 9.5 | 1.8 | 63 | 83 | 208141194
COMFORT-AIRE | A-KMH18SU-1 | B-KMH18SV-1 |  | 18000 | 18000 | 21.5 | 12.5 | 11.3 | 1.8 | 83 | 100 | 208141188
COMFORT-AIRE | A-VMH18SU-1A | B-VMH18SV-1 |  | 18000 | 18000 | 21.5 | 12.5 | 11.3 | 1.8 | 83 | 100 | 208141177
LBG Products | LBHB18DVWO | LMHB18DSI |  | 16000 | 17000 | 20 | 12.5 | 9.5 | 1.75 | 92 | 94 | 208130833
LBG Products | LBHB12DVWO | LMHB12DSI |  | 12000 | 12000 | 22.3 | 12.7 | 10.2 | 1.89 | 83 | 94 | 208130832
LBG Products | LBHB24DVWO | LBHB24DUWI |  | 23000 | 26000 | 22.3 | 12.5 | 10.3 | 1.8 | 73 | 88 | 208130830
LBG Products | LBHB12DVWO | LBHB12DUWI |  | 12000 | 12000 | 23.1 | 13 | 10.5 | 1.88 | 86 | 92 | 208130828
LBG Products | LBHB12DUWO | LMHB12DZGI |  | 12000 | 12000 | 22.7 | 13 | 10.2 | 2.26 | 75 | 70 | 208130820
LBG Products | LUHB48DO | LUHB48DSI |  | 48000 | 50000 | 18.5 | 9.5 | 9.8 | 1.98 | 60 | 69 | 208130812
LBG Products | LBHB18DUWO | LBHB18DUWI |  | 18000 | 18000 | 24 | 13.5 | 10.5 | 2.44 | 78 | 71 | 208130805
SEA BREEZE+ | SZ24H424ZMO | FC24H424ZMI |  | 24000 | 24000 | 21.2 | 12.5 | 10.3 | 2.2 | 67 | 76 | 208128281
SEA BREEZE+ | HSZ12H424ZMO | WM12H424ZMI |  | 12000 | 12000 | 23.1 | 13 | 10.5 | 1.88 | 86 | 92 | 208128267
SEA BREEZE+ | SZ12H424ZMO | WM12H424ZMI |  | 12000 | 12000 | 23.1 | 13 | 10.8 | 2.41 | 83 | 70 | 208128263
DUCANE | 4DHP2S09S-1P | DWM209S4-1P |  | 9000 | 10000 | 25.5 | 15 | 12.3 | 2.17 | 85 | 75 | 208128194
AirEase | 4DHP2S09S-1P | DWM209S4-1P |  | 9000 | 10000 | 25.5 | 15 | 12.3 | 2.17 | 85 | 75 | 208128185
PIONEER | YN048GMFI18RUE | CB048GMFILDFHE |  | 48000 | 50000 | 18.5 | 9.5 | 9.8 | 1.98 | 60 | 69 | 208121949
PIONEER | WS018GMFI20HLD | CB018GMFILCFHD |  | 16000 | 19000 | 20.5 | 12.5 | 10.5 | 2.16 | 63 | 67 | 208121946
MIDEA | MOX430-18HFN1-MU0W | CCA3U-18HRFN1-M(C) |  | 16000 | 19000 | 20.5 | 12.5 | 10.5 | 2.16 | 63 | 67 | 208568357
MIDEA | MOD32-24HFN1-MT0W | MSEPD-24HRFN1-MU0W |  | 24000 | 25000 | 22 | 14 | 10 | 1.8 | 65 | 62 | 208568351
MIDEA | MOX430-18HFN1-MU0W | MSEPC-18HRFN1-MU0W |  | 18000 | 19000 | 23.5 | 12.5 | 10.8 | 2.02 | 78 | 59 | 208568350
MIDEA | MOX230-09HFN1-BW0W-9K | MSAG11B-09HRFN1-BU5W-9K |  | 9000 | 10000 | 23 | 13.8 | 9.8 | 2.06 | 59 | 67 | 208568339
MRCOOL | O-HH-12-HP-C-230B | O-12-HP-WMAH-230B |  | 12000 | 12000 | 25.5 | 14 | 10.4 | 1.8 | 83 | 100 | 208552821
MRCOOL | O-ES-18-HP-C-230B | O-18-HP-WMAH-230B |  | 18000 | 19000 | 23.5 | 12.5 | 10.8 | 2.02 | 78 | 59 | 208552815
STEALTH | ACIQ-09ZPL-HP230B | SCC-0609-HH-M |  | 9000 | 10900 | 24 | 13 | 12.4 | 1.8 | 90 | 96 | 212316198
STEALTH | ACIQ-24ZPL-HP230B | ACIQ-24W-HH-MC |  | 24000 | 29000 | 21.5 | 13 | 11.4 | 2.21 | 73 | 86 | 212316188
STEALTH | ACIQ-12ZPL-HP230B | ACIQ-12FM-HH-MB |  | 12000 | 12000 | 23.6 | 13 | 10 | 1.89 | 80 | 100 | 212316168
STEALTH | ACIQ-09ZPL-HP230B | ACIQ-09CC-HH-MB |  | 9000 | 9800 | 20.5 | 13 | 10.3 | 1.8 | 92 | 102 | 212316161
LENNOX | MPC012S4S-1P | M22A012S4-2P |  | 11800 | 12000 | 22.7 | 13.9 | 9.9 | 2.27 | 74 | 67 | 207683515
LENNOX | MPC024S4S-1P | MCFA024S4-2P |  | 24000 | 24000 | 21.2 | 12.5 | 10.2 | 2.2 | 67 | 76 | 207683511
LENNOX | MPC024S4S-1P | MWMC024S4-1P |  | 24000 | 25000 | 22 | 14 | 9.9 | 1.8 | 65 | 62 | 207683500
LENNOX | MPC012S4S-1P | MWMC012S4-1P |  | 12000 | 12000 | 24.6 | 13.7 | 10.7 | 2.39 | 75 | 67 | 207683498
SMART COMFORT | DLCSRBH24AAK | DLFSCBH24XAK |  | 24000 | 25000 | 20.5 | 11 | 11.5 | 2 | 84 | 103 | 207683383
TEMPSTAR | DLCSRBH24AAK | DLFSCBH24XAK |  | 24000 | 25000 | 20.5 | 11 | 11.5 | 2 | 84 | 103 | 207683376
TEMPSTAR | DLCLRCH48AAK | DLFLCBH48XAK |  | 48000 | 50000 | 18.5 | 9.5 | 9.8 | 1.98 | 60 | 69 | 207683373
KENMORE | DLCLRCH48AAK | DLFLFAH48XAK |  | 48000 | 50000 | 18.9 | 9.3 | 10 | 1.85 | 58 | 70 | 207683361
KEEPRITE | DLCLRCH48AAK | DLFLFAH48XAK |  | 48000 | 50000 | 18.9 | 9.3 | 10 | 1.85 | 58 | 70 | 207683354
HEIL | DLCSRBH24AAK | DLFSCBH24XAK |  | 24000 | 25000 | 20.5 | 11 | 11.5 | 2 | 84 | 103 | 207683348
1HVAC | ACIQ-12ZPL-HP230B | ACIQ-12W-HH-MB |  | 12000 | 12000 | 25.5 | 14 | 10.4 | 1.8 | 83 | 100 | 207825513
ECO AC | EHH-O18BB | EHH-W18BB |  | 18000 | 18000 | 23.7 | 13.5 | 10.3 | 2.39 | 78 | 69 | 207825492
MIDEA | MOE30U-48HFN1-MP0(GA) | MUE-48HRFN1-M(C) |  | 48000 | 50000 | 18.9 | 9.3 | 10 | 1.85 | 58 | 70 | 207821943
MIDEA | MOX430-18HFN1-MU0W | MSAG11D-18HRFN1-MT8W |  | 18000 | 18000 | 24 | 13.5 | 10.5 | 2.44 | 78 | 71 | 207821933
Alsetria | MOX230-09HFN1-MW5W | MSEPB-06HRFN1-MY5W |  | 6000 | 7000 | 26.5 | 15.8 | 13.6 | 2.1 | 121 | 107 | 208121900
Alsetria | MOD33-24HFN1-MT0W | MSEPD-24HRFN1-MU0W |  | 24000 | 25000 | 22 | 14 | 10 | 1.8 | 65 | 62 | 208121899
Alsetria | MOX230-09HFN1-MW5W | MSEPB-09HRFN1-MY5W(GA) |  | 9000 | 10000 | 25.5 | 15 | 12.3 | 2.17 | 85 | 75 | 208121896
Alsetria | MOX430-18HFN1-MT2Q1W | MSABE-18HRFN1-MT2Q1W |  | 18000 | 18000 | 22.7 | 12.6 | 9.8 | 2.05 | 77 | 65 | 208121893
ECO-AIR | MOX430-17HFN1-MT0W | MSEPC-18HRFN1-MU0W |  | 18000 | 18000 | 21.5 | 12.5 | 11.3 | 1.8 | 83 | 100 | 208121866
SMART COMFORT | DLCPRAH18AAK | DLFPHAH18XAK |  | 18000 | 18000 | 26.2 | 14.5 | 12 | 1.95 | 68 | 91 | 202463658
MIDEA | DLCPRAH24AAK | DLFPHAH24XAK |  | 22000 | 24000 | 23.5 | 13.7 | 10.5 | 1.94 | 64 | 98 | 202463655
KENMORE | DLCPRAH18AAK | DLFPHAH18XAK |  | 18000 | 18000 | 26.2 | 14.5 | 12 | 1.95 | 68 | 91 | 202463652
DAY & NIGHT | DLCPRAH18AAK | DLFPHAH18XAK |  | 18000 | 18000 | 26.2 | 14.5 | 12 | 1.95 | 68 | 91 | 202463646
COMFORTMAKER | DLCPRAH24AAK | DLFPHAH24XAK |  | 22000 | 24000 | 23.5 | 13.7 | 10.5 | 1.94 | 64 | 98 | 202463645
COMFORTMAKER | DLCPRAH18AAK | DLFPHAH18XAK |  | 18000 | 18000 | 26.2 | 14.5 | 12 | 1.95 | 68 | 91 | 202463644
PAYNE | 38MPRAQ24AA3 | DHMPHAQ24XA3 |  | 22000 | 24000 | 23.5 | 13.7 | 10.5 | 1.94 | 64 | 98 | 202463639
Weathermaker | 38MARBQ18AA3 | 40MBFQ18---3 |  | 17000 | 18000 | 20.5 | 12.5 | 9.8 | 1.86 | 67 | 93 | 206350367
Weathermaker | 38MARBQ12AA3 | 40MBFQ12---3 |  | 12000 | 12000 | 23.6 | 13 | 10 | 1.89 | 80 | 100 | 206350364
PAYNE | 38MARBQ09AA3 | 40MBCQ09---3 |  | 9000 | 9800 | 20.5 | 13 | 10.3 | 1.8 | 92 | 102 | 206350349
BRYANT | 38MARBQ12AA3 | 40MBFQ12---3 |  | 12000 | 12000 | 23.6 | 13 | 10 | 1.89 | 80 | 100 | 206350342
CARRIER | 38MARBQ24AA3 | 40MBFQ24---3 |  | 24000 | 25000 | 20.5 | 11.7 | 11 | 2.1 | 76 | 100 | 206350337
CARRIER | 38MARBQ18AA3 | 40MBCQ18---3 |  | 16000 | 17000 | 20 | 12.5 | 9.5 | 1.75 | 92 | 94 | 206350332
MIDEA | 38MARBQ12AA3 | DHMAHBQ12XA3 |  | 12000 | 12000 | 25.5 | 14 | 10.4 | 1.8 | 83 | 100 | 206350319
MIDEA | 38MARBQ12AA1 | DHMAHBQ12XA1 |  | 12000 | 12000 | 23.5 | 13 | 10 | 2.16 | 70 | 57 | 206350317
PAYNE | 38MARBQ24AA3 | DHMAHBQ24XA3 |  | 24000 | 29000 | 21.5 | 13 | 11.4 | 2.21 | 73 | 86 | 206350316
PAYNE | 38MARBQ09AA3 | DHMAHBQ09XA3 |  | 9000 | 12000 | 28.1 | 16.2 | 11.5 | 2 | 79 | 88 | 206350313
PAYNE | 38MARBQ12AA1 | DHMAHBQ12XA1 |  | 12000 | 12000 | 23.5 | 13 | 10 | 2.16 | 70 | 57 | 206350312
BRYANT | 38MARBQ24AA3 | 619AHBQ24XA3 |  | 24000 | 29000 | 21.5 | 13 | 11.4 | 2.21 | 73 | 86 | 206348145
BRYANT | 38MARBQ18AA3 | 619AHBQ18XA3 |  | 18000 | 18000 | 21.5 | 12.5 | 11.3 | 1.8 | 83 | 100 | 206348144
CARRIER | 38MARBQ12AA1 | 40MAHBQ12XA1 |  | 12000 | 12000 | 23.5 | 13 | 10 | 2.16 | 70 | 57 | 206348134
NAPOLEON | NH25-18H-O | NH25-24F-I |  | 21600 | 23400 | 18.9 | 11.7 | 10.4 | 1.89 | 83 | 100 | 206597272
Convectair | 8240-O | 8240-I |  | 21600 | 23400 | 18.9 | 11.7 | 10.4 | 1.89 | 83 | 100 | 206422439
ELIOS | DE18HOS25230E3A | DM18HICU230X5 |  | 16000 | 17000 | 20 | 12.5 | 9.5 | 1.75 | 92 | 94 | 206401447
MOOVAIR | DM24HOS25230E3A | DM24HIW23230E3 |  | 21600 | 23400 | 18.9 | 11.7 | 10.4 | 1.89 | 83 | 100 | 206401442
Olimpia Splendid | OS-CENIH12EI | OS-SENIH12EI |  | 12000 | 12000 | 22.7 | 12.5 | 10.4 | 2.06 | 74 | 56 | 207506893
KARDA | 3KARDA24SZO | 3KARDA24UVW |  | 23000 | 26000 | 22.3 | 12.5 | 10.3 | 1.8 | 73 | 88 | 207430431
BLUERIDGE | BMY24HH22C | BMY24HH22WM |  | 24000 | 29000 | 21.5 | 13 | 11.4 | 2.21 | 73 | 86 | 207339186
BLUERIDGE | BMY9HH28C | BMY9HH28WM |  | 9000 | 12000 | 28.1 | 16.2 | 11.5 | 2 | 79 | 88 | 207339183
MRCOOL | O-HH-12-HP-C-230A | O-12-HP-WMAH-230B |  | 12000 | 12000 | 25.5 | 14 | 10.4 | 1.8 | 83 | 100 | 207339162
MDV | MOE30U-48HFN1-MP0(GA) | MUE-48HRFN1-M(C) |  | 48000 | 50000 | 18.9 | 9.3 | 10 | 1.85 | 58 | 70 | 207338209
Weathermaker | 38MARBQ06AA3 | DHMAHBQ06XA3 |  | 6000 | 7000 | 26.5 | 15.8 | 13.6 | 2.1 | 121 | 107 | 207188937
MIDEA | 38MARBQ06AA3 | DHMAHBQ06XA3 |  | 6000 | 7000 | 26.5 | 15.8 | 13.6 | 2.1 | 121 | 107 | 207188936
AIRQUEST | DLCSRBH06AAK | DLFSHBH06XAK |  | 6000 | 7000 | 23.5 | 15 | 12 | 1.84 | 107 | 101 | 207188932
KERR | A-KMH24SU-1 | B-KMH24SU-1A |  | 21600 | 23400 | 18.9 | 11.7 | 10.4 | 1.89 | 83 | 100 | 206913573
ARCOAIRE | DLCSRBH24AAK | DLFSCBH24XAK |  | 24000 | 25000 | 20.5 | 11 | 11.5 | 2 | 84 | 103 | 207683327
MIDEA | 38MBRCQ48AA3 | 40MBFQ48---3 |  | 48000 | 50000 | 18.9 | 9.3 | 10 | 1.85 | 58 | 70 | 207683319
Weathermaker | 38MARBQ24AA3 | 40MBCAQ24XA3 |  | 24000 | 25000 | 20.5 | 11 | 11.5 | 2 | 84 | 103 | 207683313
BRYANT | 38MBRCQ48AA3 | 40MBFQ48---3 |  | 48000 | 50000 | 18.9 | 9.3 | 10 | 1.85 | 58 | 70 | 207683298
CanAir | C28SCH12H21 | C28SEH12H21 |  | 12000 | 12000 | 25.5 | 14 | 10.4 | 1.8 | 83 | 100 | 207683257
AIRDACH | ACSH1823VM2-D | AIWH1800VM2-D |  | 18000 | 18000 | 23.7 | 13.5 | 10.3 | 2.39 | 78 | 69 | 209948207
AIRDACH | ACSH0924VM2-D | AIWH0900VM2-D |  | 9000 | 10000 | 24 | 14 | 11.4 | 2.18 | 83 | 78 | 209948205
SMART COMFORT | DLCSRBH12AAK | DLFSFBH12XAK |  | 12000 | 12000 | 24.2 | 13.3 | 10.7 | 1.99 | 85 | 99 | 209948199
PAYNE | 38MARBQ12AA3 | 40MBFAQ12XA3 |  | 12000 | 12000 | 24.2 | 13.3 | 10.7 | 1.99 | 85 | 99 | 209948188
C&H | CH-ES18-230VO | CH-16MMC-230VI |  | 16000 | 17000 | 22.4 | 12.5 | 10.4 | 2.32 | 79 | 75 | 209937053
C&H | CH-ES12-230VO | CH-12MMC-230VI |  | 12000 | 12000 | 25 | 13 | 11 | 2.38 | 77 | 70 | 209937051
C&H | CH-ES09-230VO | CH-09MASTWM-230VI |  | 9000 | 10000 | 25.5 | 15 | 12.3 | 2.17 | 85 | 75 | 209937047
KLIMAIRE | KSIH018-H220-O-2 | KUIR18-H2 |  | 17000 | 18000 | 20.5 | 12.5 | 9.8 | 1.86 | 67 | 93 | 209862173
KLIMAIRE | KSIH018-H220-O-2 | KTIR18-H2 |  | 16000 | 17000 | 20 | 12.5 | 9.5 | 1.75 | 92 | 94 | 209862168
KLIMAIRE | KSIE009-H221-O-2 | KTIR09-H2 |  | 9000 | 10000 | 20 | 13 | 10 | 1.9 | 75 | 74 | 209862157
KLIMAIRE | KSIH018-H220-O-2 | KSIH018-H220-IW-2 |  | 18000 | 18000 | 22 | 13 | 10.6 | 1.89 | 62 | 96 | 209862155
Cooper&Hunter | CH-HPR12-230VO | CH-12MASTWM-230VI |  | 12000 | 12000 | 25.5 | 14 | 10.4 | 1.8 | 83 | 100 | 210799549
LENNOX | MPC024S4S-1P | MWMC024S4-*P |  | 24000 | 25000 | 22 | 14 | 9.9 | 1.8 | 65 | 62 | 211034419
LENNOX | MPC018S4S-1P | MWMC018S4-*P |  | 18000 | 19000 | 23.5 | 12.4 | 10.7 | 2.02 | 78 | 59 | 211034418
AC PRO.COM | AOX430-18HFN1-MT8W | ACBU-18HRFN1-MU2W |  | 18000 | 19000 | 21.8 | 12.5 | 10.7 | 2.3 | 64 | 69 | 211001950
SLIMAIR | SHC12VE2AG | SHLZ12VC2AG |  | 12000 | 12000 | 22.7 | 14 | 10 | 2.27 | 74 | 67 | 210857476
MIDEA | 38MARBQ12AA3 | 40MCCAQ18XA3 |  | 12000 | 12500 | 23 | 13 | 10 | 1.8 | 76 | 88 | 210857474
AIRQUEST | DLCSRBH12AAK | DLFSOAH18XAK |  | 12000 | 12500 | 23 | 13 | 10 | 1.8 | 76 | 88 | 210857464
AIRQUEST | DLCSRBH09AAK | DLFSOAH09XAK |  | 9000 | 10900 | 24 | 13 | 12.4 | 1.8 | 90 | 96 | 210857461
SMART COMFORT | DLCSRBH09AAK | DLFSOAH09XAK |  | 9000 | 10900 | 24 | 13 | 12.4 | 1.8 | 90 | 96 | 210857457
TEMPSTAR | DLCSRBH18AAK | DLFSOAH18XAK |  | 16700 | 20000 | 19.8 | 12.5 | 11.2 | 1.93 | 73 | 84 | 210857455
KENMORE | DLCSRBH12AAK | DLFSOAH18XAK |  | 12000 | 12500 | 23 | 13 | 10 | 1.8 | 76 | 88 | 210857448
KENMORE | DLCSRBH09AAK | DLFSOAH09XAK |  | 9000 | 10900 | 24 | 13 | 12.4 | 1.8 | 90 | 96 | 210857445
HEIL | DLCSRBH18AAK | DLFSOAH18XAK |  | 16700 | 20000 | 19.8 | 12.5 | 11.2 | 1.93 | 73 | 84 | 210857439
DAY & NIGHT | DLCSRBH18AAK | DLFSOAH18XAK |  | 16700 | 20000 | 19.8 | 12.5 | 11.2 | 1.93 | 73 | 84 | 210857435
COMFORTMAKER | DLCSRBH09AAK | DLFSOAH09XAK |  | 9000 | 10900 | 24 | 13 | 12.4 | 1.8 | 90 | 96 | 210857429
ARCOAIRE | DLCSRBH18AAK | DLFSOAH18XAK |  | 16700 | 20000 | 19.8 | 12.5 | 11.2 | 1.93 | 73 | 84 | 210857427
Cooper&Hunter | CH-ES18-230VO | CH-18MCT1W-230VI |  | 18000 | 19000 | 21.8 | 12.5 | 10.7 | 2.3 | 64 | 69 | 210857419
Cooper&Hunter | CH-ES09-230VO | CH-09MCT1W-230VI |  | 9000 | 11000 | 22.5 | 13 | 11.5 | 2.34 | 73 | 70 | 210857417
DIYCOOL | ACIQ-12ZPL-HP230B | SCC-1218-HH-M |  | 12000 | 12500 | 23 | 13 | 10 | 1.8 | 76 | 88 | 210857349
DIYCOOL | ACIQ-06ZPL-HP230B | SCC-0609-HH-M |  | 6500 | 7100 | 22 | 14.5 | 10.8 | 2 | 80 | 113 | 210857347
DIYCOOL | ACIQ-24ZPL-HP230B | ACIQ-24W-HH-MC |  | 24000 | 29000 | 21.5 | 13 | 11.4 | 2.21 | 73 | 86 | 210857338
ACIQ | ACIQ-18ZPL-HP230B | SCC-1218-HH-M |  | 16700 | 20000 | 19.8 | 12.5 | 11.2 | 1.93 | 73 | 84 | 210857330
ACIQ | ACIQ-06ZPL-HP230B | SCC-0609-HH-M |  | 6500 | 7100 | 22 | 14.5 | 10.8 | 2 | 80 | 113 | 210857327
1HVAC | ACIQ-12ZPL-HP230B | ACIQ-12FM-HH-MC |  | 12000 | 12000 | 24.2 | 13.3 | 10.7 | 1.99 | 85 | 99 | 210857311
1HVAC | ACIQ-12ZPL-HP230B | SCC-1218-HH-M |  | 12000 | 12500 | 23 | 13 | 10 | 1.8 | 76 | 88 | 210857309
1HVAC | ACIQ-60ZPL-HP230B | ACIQ-60FM-HH-MB |  | 55000 | 60000 | 17.3 | 9 | 10.2 | 1.97 | 67 | 94 | 210857306
1HVAC | ACIQ-06ZPL-HP230B | ACIQ-06W-HH-MC |  | 6000 | 7000 | 26.5 | 15.8 | 13.6 | 2.1 | 121 | 107 | 210857294
MDV | MOX330-12HFN1-MW5W | MCBU-18HRFN1-MW-CA |  | 12000 | 12500 | 23 | 13 | 10 | 1.8 | 76 | 88 | 210857290
DIAMONDAIR | D2024SHO2 | DF2024CI2 |  | 24000 | 25000 | 20.5 | 11 | 11.5 | 2 | 84 | 103 | 210857272
DIAMONDAIR | D2018SHO2 | DF2018CI |  | 16000 | 17000 | 20 | 12.5 | 9.5 | 1.75 | 92 | 94 | 210857271
Cooper&Hunter | CH-ES12-230VO | CH-B12MOLVWM-230VI |  | 12000 | 12000 | 23.1 | 13 | 10.8 | 2.41 | 83 | 70 | 210799688
ECO-AIR | MOX230-12HFN1-MV5W | MSEPB-12HRFN1-MW5W(GA) |  | 12000 | 12000 | 24.6 | 13.7 | 10.7 | 2.39 | 75 | 67 | 208121860
ECO-AIR | MOX430-18HFN1-MT2Q1W | MSABE-18HRFN1-MT2Q1W |  | 18000 | 18000 | 22.7 | 12.6 | 9.8 | 2.05 | 77 | 65 | 208121856
MOOVAIR | DMA12HOS28230E8 | DM12HIW23230E3 |  | 12000 | 12000 | 23.6 | 13.5 | 9.5 | 1.8 | 63 | 83 | 208119825
Airlux | ASZ09O/2022 | AMM09I/2022 |  | 9000 | 10000 | 24 | 14 | 11.4 | 2.18 | 83 | 78 | 208119661
YONAN | YOE-48HFN1 | YUE-48HRFN1 |  | 48000 | 50000 | 18.9 | 9.3 | 10 | 1.85 | 58 | 70 | 208106987
YONAN | YOE-48HFN1 | YCD-48HRFN1 |  | 48000 | 50000 | 18.5 | 9.5 | 9.8 | 1.98 | 60 | 69 | 208106985
YONAN | YOX-09HFN1 | YCA-09HRFN1 |  | 9000 | 10000 | 20 | 13 | 10 | 1.9 | 75 | 74 | 208106972
DUCANE | 4DHP2S48S-1P | D33C248S4-1P |  | 47000 | 50000 | 18.5 | 9.5 | 9.8 | 1.98 | 60 | 69 | 208106778
CONCORD | 4DHP2S48S-1P | D33C248S4-1P |  | 47000 | 50000 | 18.5 | 9.5 | 9.8 | 1.98 | 60 | 69 | 208106773
Allied | 4DHP2S48S-1P | D33C248S4-1P |  | 47000 | 50000 | 18.5 | 9.5 | 9.8 | 1.98 | 60 | 69 | 208106758
Armstrong Air | 4DHPS209S-1P | DWM209S4-1P |  | 9000 | 10000 | 25.5 | 15 | 12.3 | 2.17 | 85 | 75 | 208106736
Allied | 4DHPS209S-1P | D22C109S4-1P |  | 9000 | 10000 | 20 | 13 | 10 | 1.9 | 75 | 74 | 208106705
ECO-AIR | MOX230-09HFN1-MW5W | MSEPB-06HRFN1-MY5W |  | 6000 | 7000 | 26.5 | 15.8 | 13.6 | 2.1 | 121 | 107 | 208121863
ECO-AIR | MOD33-24HFN1-MT0W | MSEPD-24HRFN1-MU0W |  | 24000 | 25000 | 22 | 14 | 10 | 1.8 | 65 | 62 | 208121862
ELIOS | DEA12HOS28230E8 | DE12HIW23230E3 |  | 12000 | 12000 | 23.6 | 13.5 | 9.5 | 1.8 | 63 | 83 | 208119829
MOOVAIR | DMA24HOS28230E8 | DM24HIW23230E3 |  | 21600 | 23400 | 18.9 | 11.7 | 10.4 | 1.89 | 83 | 100 | 208119827
YONAN | YOD-24HFN1 | YCD-24HRFN1 |  | 24000 | 25000 | 21.5 | 12.5 | 9.7 | 2.2 | 76 | 74 | 208106979
CONCORD | 4DHPS209S-1P | DWM206S4-1P |  | 6000 | 7000 | 26.5 | 15.8 | 13.6 | 2.1 | 121 | 107 | 208106776
Armstrong Air | 4DHP2S48S-1P | D33C248S4-1P |  | 47000 | 50000 | 18.5 | 9.5 | 9.8 | 1.98 | 60 | 69 | 208106768
AirEase | 4DHP2S48S-1P | D33C248S4-1P |  | 47000 | 50000 | 18.5 | 9.5 | 9.8 | 1.98 | 60 | 69 | 208106763
CONCORD | 4DHPS209S-1P | DWM209S4-1P |  | 9000 | 10000 | 25.5 | 15 | 12.3 | 2.17 | 85 | 75 | 208106747
DUCANE | 4DHPS209S-1P | D22C109S4-1P |  | 9000 | 10000 | 20 | 13 | 10 | 1.9 | 75 | 74 | 208106716
DUCANE | 4DHP2S12S-1L | DWM212S4-1L |  | 12000 | 12000 | 23.5 | 13 | 10 | 2.16 | 70 | 57 | 208106713
CONCORD | 4DHP2S24S-1P | D33C224S4-1P |  | 23600 | 26000 | 21.5 | 12.3 | 9.6 | 2.2 | 73 | 71 | 208106695
CONCORD | 4DHP2S24S-1P | DWM224S4-1P |  | 24000 | 25000 | 22 | 14 | 9.9 | 1.8 | 65 | 62 | 208106692
AirEase | 4DHP2S12S-1P | D22C112S4-1P |  | 11800 | 12000 | 22.7 | 13.9 | 9.9 | 2.27 | 74 | 67 | 208106684
AirEase | 4DHP2S24S-1P | DWM224S4-1P |  | 24000 | 25000 | 22 | 14 | 9.9 | 1.8 | 65 | 62 | 208106683
AirEase | 4DHP2S12S-1P | DWM212S4-1P |  | 12000 | 12000 | 24.6 | 13.7 | 10.7 | 2.39 | 75 | 67 | 208106681
Armstrong Air | 4DHP2S24S-1P | D33C224S4-1P |  | 23600 | 26000 | 21.5 | 12.3 | 9.6 | 2.2 | 73 | 71 | 208106677
DUCANE | 4DHP2S24S-1P | DWM224S4-1P |  | 24000 | 25000 | 22 | 14 | 9.9 | 1.8 | 65 | 62 | 208106665
DUCANE | 4DHP2S12S-1P | DWM212S4-1P |  | 12000 | 12000 | 24.6 | 13.7 | 10.7 | 2.39 | 75 | 67 | 208106663
TEMPSTAR | DLCSRBH12AAJ | DLFSHCH12XAJ |  | 12000 | 12000 | 23.5 | 13 | 10 | 2.16 | 70 | 57 | 208447676
TEMPSTAR | DLCSRBH18AAK | DLFSHCH18XAK |  | 18000 | 18000 | 21.5 | 12.5 | 11.3 | 1.8 | 83 | 100 | 208447675
MIDEA | DLCSRBH12AAJ | DLFSHCH12XAJ |  | 12000 | 12000 | 23.5 | 13 | 10 | 2.16 | 70 | 57 | 208447668
MIDEA | DLCSRBH12AAK | DLFSHCH12XAK |  | 12000 | 12000 | 25.5 | 14 | 10.4 | 1.8 | 83 | 100 | 208447662
KENMORE | DLCSRBH18AAK | DLFSHCH18XAK |  | 18000 | 18000 | 21.5 | 12.5 | 11.3 | 1.8 | 83 | 100 | 208447659
KEEPRITE | DLCSRBH06AAK | DLFSHCH06XAK |  | 6000 | 7000 | 26.5 | 15.8 | 13.6 | 2.1 | 121 | 107 | 208447653
KEEPRITE | DLCSRBH18AAK | DLFSHCH18XAK |  | 18000 | 18000 | 21.5 | 12.5 | 11.3 | 1.8 | 83 | 100 | 208447651
HEIL | DLCSRBH18AAK | DLFSHCH18XAK |  | 18000 | 18000 | 21.5 | 12.5 | 11.3 | 1.8 | 83 | 100 | 208447643
HEIL | DLCSRBH24AAK | DLFSHCH24XAK |  | 24000 | 29000 | 21.5 | 13 | 11.4 | 2.21 | 73 | 86 | 208447639
DAY & NIGHT | DLCSRBH12AAK | DLFSHCH12XAK |  | 12000 | 12000 | 25.5 | 14 | 10.4 | 1.8 | 83 | 100 | 208447630
COMFORTMAKER | DLCSRBH06AAK | DLFSHCH06XAK |  | 6000 | 7000 | 26.5 | 15.8 | 13.6 | 2.1 | 121 | 107 | 208447629
YONAN | YS-12HRFN1-E0OU | YS-12HRFN1-E0 |  | 12000 | 12000 | 27 | 14 | 12 | 1.85 | 87 | 114 | 212615066
MDV | MOE30U-48HFN1-M[X] | MUE-48HRFN1-MW |  | 44000 | 58000 | 18.7 | 11.7 | 11 | 1.95 | 69 | 97 | 212615011
MOOVAIR | DMA12HOS25230E8 | DUB12HIFU230X5A |  | 12000 | 12000 | 25 | 13 | 11 | 2.38 | 77 | 70 | 212596839
SEA BREEZE+ | HSZ18H424ZMO | SCA18H424ZMI |  | 16700 | 20000 | 19.8 | 12.5 | 11.2 | 1.93 | 73 | 84 | 212595650
SEA BREEZE+ | HSZ12H424ZMO | SCA12H424ZMI |  | 12000 | 12500 | 23 | 13 | 10 | 1.8 | 76 | 88 | 212595647
SUPREME | NE-T52-SUPAE18E | NE-T52-SUPAE18I |  | 18000 | 18000 | 21.5 | 12.5 | 11.3 | 1.8 | 83 | 100 | 212579411
SUPREME | NE-T52-SUPAE12E | NE-T52-SUPAE12I |  | 12000 | 12000 | 25.5 | 14 | 10.4 | 1.8 | 83 | 100 | 212579410
AIRQUEST | DLCPRAH18AAK | DLFPHBH18XAK |  | 18000 | 18000 | 24.1 | 12.4 | 12 | 1.92 | 68 | 89 | 212521293
MIDEA | DLCPRAH18AAK | DLFPHBH18XAK |  | 18000 | 18000 | 24.1 | 12.4 | 12 | 1.92 | 68 | 89 | 212521290
KEEPRITE | DLCPRAH18AAK | DLFPHBH18XAK |  | 18000 | 18000 | 24.1 | 12.4 | 12 | 1.92 | 68 | 89 | 212521288
DAY & NIGHT | DLCPRAH18AAK | DLFPHBH18XAK |  | 18000 | 18000 | 24.1 | 12.4 | 12 | 1.92 | 68 | 89 | 212521286
BRYANT | 38MPRAQ18AA3 | 619PHBQ18XA3 |  | 18000 | 18000 | 24.1 | 12.4 | 12 | 1.92 | 68 | 89 | 212521280
TEMPSTAR | DLCPRAH12AAK | DLFPHBH12XAK |  | 12000 | 12000 | 18.2 | 11 | 10 | 1.82 | 57 | 103 | 212521272
MIDEA | DLCPRAH12AAK | DLFPHBH12XAK |  | 12000 | 12000 | 18.2 | 11 | 10 | 1.82 | 57 | 103 | 212521270
DAY & NIGHT | DLCPRAH12AAK | DLFPHBH12XAK |  | 12000 | 12000 | 18.2 | 11 | 10 | 1.82 | 57 | 103 | 212521262
Weathermaker | 38MPRAQ12AA3 | DHMPHBQ12XA3 |  | 12000 | 12000 | 18.2 | 11 | 10 | 1.82 | 57 | 103 | 212521254
CARRIER | 38MPRAQ12AA3 | 40MPHBQ12XA3 |  | 12000 | 12000 | 18.2 | 11 | 10 | 1.82 | 57 | 103 | 212521248
Custom Comfort | CCOXHASZ06HP | CCOXHA1C06 |  | 6500 | 7100 | 22 | 14.5 | 10.8 | 2 | 80 | 113 | 212365429
Custom Comfort | CCOXHASZ60CHP | CCOXHAFC60 |  | 55000 | 60000 | 17.3 | 9 | 10.2 | 1.97 | 67 | 94 | 212365428
Custom Comfort | CCOXHASZ17HP | CCOXHAFC18 |  | 17000 | 18000 | 20.5 | 12.5 | 9.8 | 1.86 | 67 | 93 | 212365424
Custom Comfort | CCOXHASZ17HP | CCOXHAWM18 |  | 18000 | 18000 | 21.5 | 12.5 | 11.3 | 1.8 | 83 | 100 | 212365406
Breeze33 | BZ33-HYP33OUT2-G2-P | BZ33-HYP33OUT2-G2-P |  | 33000 | 35000 | 19.5 | 12 | 10 | 1.8 | 82 | 99 | 212361762
MAXI AIR | NE-T52-SUPAE12E | NE-T52-SUPAE12I |  | 12000 | 12000 | 25.5 | 14 | 10.4 | 1.8 | 83 | 100 | 212348360
STEALTH | ACIQ-12ZPL-HP230B | ACIQ-12FM-HH-MC |  | 12000 | 12000 | 24.2 | 13.3 | 10.7 | 1.99 | 85 | 99 | 212316201
CARRIER | 38MARBQ24AA3 | 40MAQB24B--3 |  | 21600 | 23400 | 18.9 | 11.7 | 10.4 | 1.89 | 83 | 100 | 206400645
CARRIER | 38MARBQ12AA3 | 40MAQB12B--3 |  | 12000 | 12000 | 23.6 | 13.5 | 9.5 | 1.8 | 63 | 83 | 206400643
DIRECT AIR | MOX430-17HFN1-MT0W | MUEU-18HRFN1-M(C) |  | 17000 | 18000 | 20.5 | 12.5 | 9.8 | 1.86 | 67 | 93 | 206377758
MDV | MOD33-24HFN1-MT0W | MSEPD-24HRFN1-MU0W |  | 24000 | 25000 | 22 | 14 | 10 | 1.8 | 65 | 62 | 206369561
AIRQUEST | DLCSRBH12AAJ | DLFSHBH12XAJ |  | 12000 | 12000 | 22.7 | 12.5 | 10.4 | 2.06 | 74 | 56 | 206361913
TEMPSTAR | DLCSRBH12AAJ | DLFSHBH12XAJ |  | 12000 | 12000 | 22.7 | 12.5 | 10.4 | 2.06 | 74 | 56 | 206361903
KENMORE | DLCSRBH12AAJ | DLFSHBH12XAJ |  | 12000 | 12000 | 22.7 | 12.5 | 10.4 | 2.06 | 74 | 56 | 206361893
KEEPRITE | DLCSRBH24AAK | DLFSHBH24XAK |  | 23000 | 26000 | 22.3 | 12.5 | 10.3 | 1.8 | 73 | 88 | 206361892
KEEPRITE | DLCSRBH09AAK | DLFSHBH09XAK |  | 9000 | 12000 | 26.4 | 15.8 | 11.6 | 1.85 | 78 | 92 | 206361889
HEIL | DLCSRBH18AAK | DLFSHBH18XAK |  | 18000 | 18000 | 22 | 13 | 10.6 | 1.89 | 62 | 96 | 206361886
HEIL | DLCSRBH12AAJ | DLFSHBH12XAJ |  | 12000 | 12000 | 22.7 | 12.5 | 10.4 | 2.06 | 74 | 56 | 206361883
DAY & NIGHT | DLCSRBH09AAK | DLFSHBH09XAK |  | 9000 | 12000 | 26.4 | 15.8 | 11.6 | 1.85 | 78 | 92 | 206361879
COMFORTMAKER | DLCSRBH24AAK | DLFSHBH24XAK |  | 23000 | 26000 | 22.3 | 12.5 | 10.3 | 1.8 | 73 | 88 | 206361877
ARCOAIRE | DLCSRBH18AAK | DLFSHBH18XAK |  | 18000 | 18000 | 22 | 13 | 10.6 | 1.89 | 62 | 96 | 206361871
MDV | MOX230-12HFN1-MV5W | MSAG11B-12HRFN1-MV0W(GA) |  | 12000 | 12000 | 23.1 | 13 | 10.8 | 2.41 | 83 | 70 | 206361866
MDV | MOD30-24HFN1-MU0W | MSAG11D-23HRFN1-MU0W |  | 23000 | 26000 | 22.3 | 12.5 | 10.3 | 1.8 | 73 | 88 | 206361863
BLUERIDGE | BMY48UC | BM48MFCC |  | 48000 | 50000 | 18.9 | 9.3 | 10 | 1.85 | 58 | 70 | 207571385
NOVAIR | LEA18SZ25SK-O | LEA18UUSK-I |  | 18000 | 18000 | 24 | 13.5 | 10.5 | 2.44 | 78 | 71 | 207526951
BLUERIDGE | BMY12HH26C | BMY12HH26WM |  | 12000 | 12000 | 25.5 | 14 | 10.4 | 1.8 | 83 | 100 | 207339184
MRCOOL | O-HH-24-HP-C-230A | O-24-HP-WMAH-230B |  | 24000 | 29000 | 21.5 | 13 | 11.4 | 2.21 | 73 | 86 | 207339164
MDV | MOD30-24HFN1-MU0W | MCD1-24HRFN1-MT0W(GA) |  | 24000 | 25000 | 20.5 | 11 | 11.5 | 2 | 84 | 103 | 207338219
MDV | MOD33-24HFN1-MT0W | MCD1-24HRFN1-MT0W(GA) |  | 24000 | 25000 | 21.5 | 12.5 | 9.7 | 2.2 | 76 | 74 | 207338218
CanAir | C28SCH09H21 | C28SEH09H21 |  | 9000 | 12000 | 28.1 | 16.2 | 11.5 | 2 | 79 | 88 | 207683256
CanAir | C28SCH06H21 | C28SEH06H21 |  | 6000 | 7000 | 26.5 | 15.8 | 13.6 | 2.1 | 121 | 107 | 207683255
NAPOLEON | NDHAS26-24-O | NDHAS26-24-I |  | 24000 | 29000 | 21.5 | 13 | 11.4 | 2.21 | 73 | 86 | 207683236
COMFORTSTAR | CHF18CD(O) | FPA-18 |  | 17000 | 18000 | 20.5 | 12.5 | 9.8 | 1.86 | 67 | 93 | 207658960
COMFORTSTAR | CZP18CD(O) | FPA-18 |  | 18000 | 20000 | 23 | 12.5 | 10 | 2.08 | 64 | 65 | 207658955
COMFORTSTAR | CHF36CD(O) | TIP-36 |  | 36000 | 40000 | 19.4 | 9.5 | 10.5 | 1.85 | 83 | 100 | 207658953
COMFORTSTAR | CZP24CD(O) | TPA-24C |  | 24000 | 25000 | 21.5 | 12.5 | 9.7 | 2.2 | 76 | 74 | 207658946
COMFORTSTAR | CZP09CD(O) | TPA-09C |  | 9000 | 10000 | 20 | 13 | 10 | 1.9 | 75 | 74 | 207658943
COMFORTSTAR | CHF24CD(O) | CHF24CD(I) |  | 24000 | 29000 | 21.5 | 13 | 11.4 | 2.21 | 73 | 86 | 207658929
MDV | MOX330-09HFN1-MY5W-L | MCA3U-09HRFN1-M(C) |  | 9000 | 9800 | 20.5 | 13 | 10.2 | 1.8 | 92 | 102 | 207658613
MDV | MOX330-09HFN1-MY5W-L | MSEPB-09HRFN1-MY5W(GA) |  | 9000 | 12000 | 28.1 | 16.2 | 11.5 | 2 | 79 | 88 | 207658605
MDV | MOX430-18HFN1-MU0W-L | MCA3U-18HRFN1-M(C) |  | 16000 | 19000 | 20.5 | 12.5 | 10.4 | 2.16 | 63 | 67 | 207658602
SENVILLE | SENA/09HF/OQ | SENA/09HF/IQ |  | 9000 | 12000 | 28.1 | 16.2 | 11.5 | 2 | 79 | 88 | 207657627
KERR | A-KMH24SV-1 | B-KMH24SV-1 |  | 24000 | 29000 | 21.5 | 13 | 11.4 | 2.21 | 73 | 86 | 207657397
KERR | A-KMH06SV-1 | B-KMH06SV-1 |  | 6000 | 7000 | 26.5 | 15.8 | 13.6 | 2.1 | 121 | 107 | 207657393
COMFORT-AIRE | A-VMH24SV-1 | B-VMH24SV-1 |  | 24000 | 29000 | 21.5 | 13 | 11.4 | 2.21 | 73 | 86 | 207657389
COMFORT-AIRE | A-VMH09SV-1 | B-VMH09SV-1 |  | 9000 | 12000 | 28.1 | 16.2 | 11.5 | 2 | 79 | 88 | 207657386
SENVILLE | SENA/24HF/OQ | SENA/24HF/ICQ |  | 24000 | 25000 | 20.5 | 11 | 11.5 | 2 | 84 | 103 | 207641344
SENVILLE | SENA/09HF/OQ | SENA/09HF/ICZ |  | 9000 | 9800 | 20.5 | 13 | 10.3 | 1.8 | 92 | 102 | 207641341
SMART COMFORT | DLCPRBH12AAK | DLFPHBH12XAK |  | 12000 | 12000 | 25.3 | 14 | 11.7 | 1.85 | 87 | 114 | 207614976
MIDEA | DLCPRBH09AAK | DLFPHBH09XAK |  | 9000 | 12000 | 27 | 16 | 17.5 | 1.85 | 87 | 114 | 207614971
KENMORE | DLCPRBH12AAK | DLFPHBH12XAK |  | 12000 | 12000 | 25.3 | 14 | 11.7 | 1.85 | 87 | 114 | 207614970
ELIOS | DEA24HOS28230E8 | DEA24HIW25230E8 |  | 24000 | 29000 | 21.5 | 13 | 11.4 | 2.21 | 73 | 86 | 207742432
ELIOS | DEA09HOS28230E8 | DEA09HIW25230E8 |  | 9000 | 12000 | 28.1 | 16.2 | 11.5 | 2 | 79 | 88 | 207742429
C&H | CH-N48LCU-230VO | CH-N48LCCT-230VI |  | 48000 | 50000 | 18.5 | 9.5 | 9.8 | 1.98 | 60 | 69 | 207742341
C&H | CH-HPR18-230VO | CH-18MSPHFC-230VI |  | 17000 | 18000 | 20.5 | 12.5 | 9.8 | 1.86 | 67 | 93 | 207742334
C&H | CH-HPR09-230VO | CH-B09MOLVWM-230VI |  | 9000 | 12000 | 26.4 | 15.8 | 11.6 | 1.85 | 78 | 92 | 210665992
C&H | CH-ES09-230VO | CH-B09MOLVWM-230VI |  | 9000 | 10000 | 24 | 14.7 | 11.6 | 2.25 | 81 | 75 | 210665988
LENNOX | MLB024S4S-1P | M33C024S4* |  | 24000 | 25000 | 20.5 | 11 | 11.5 | 2 | 84 | 103 | 210665645
LENNOX | MLB024S4S-1P | MCFA024S4* |  | 24000 | 25000 | 20.5 | 11.7 | 11 | 2.1 | 76 | 100 | 210665639
LENNOX | MPC012S4S-1P | M22A012S4* |  | 11800 | 12000 | 22.7 | 13.9 | 9.9 | 2.27 | 74 | 67 | 210665622
LENNOX | MPC024S4S-1P | MWMC024S4* |  | 24000 | 25000 | 22 | 14 | 9.9 | 1.8 | 65 | 62 | 210665606
LENNOX | MPC012S4S-1L | MWMC012S4* |  | 12000 | 12000 | 23.5 | 12.8 | 10 | 2.16 | 70 | 57 | 210665602
Relief Sciences | LANG09OD25-1 | LANG09ID-25 |  | 9000 | 10000 | 24 | 14.7 | 11.6 | 2.25 | 81 | 75 | 210655373
MDV | MOE30U-36HFN1-M(GA)-L | MCD1-36HRFN1-M(GA) |  | 36000 | 40000 | 19.4 | 9.5 | 10.5 | 1.85 | 83 | 100 | 210644046
MDV | MOD30-24HFN1-MU0W-L | MCD1-24HRFN1-MT0W(GA) |  | 24000 | 25000 | 20.5 | 11 | 11.5 | 2 | 84 | 103 | 210644045
MDV | MOD30-24HFN1-MU0W-L | MUEU-24HRFN1-M(C) |  | 24000 | 25000 | 20.5 | 11.7 | 11 | 2.1 | 76 | 100 | 210644042
MDV | MOX230-09HFN1-MW5W-L | MCA3U-09HRFN1-M(C) |  | 8900 | 10000 | 20 | 13 | 10 | 1.9 | 75 | 74 | 210644036
Conforto | MHSZ118DA | MHWAL18DA |  | 18000 | 18000 | 21.5 | 12.5 | 11.3 | 1.8 | 83 | 100 | 210605804
Conforto | MHSZ112DA | MHWAL12DA |  | 12000 | 12000 | 25.5 | 14 | 10.4 | 1.8 | 83 | 100 | 210605803
KEEPRITE | DLCSRBH18AAK | DLFSOAH18XAK |  | 16700 | 20000 | 19.8 | 12.5 | 11.2 | 1.93 | 73 | 84 | 210857443
KEEPRITE | DLCSRBH06AAK | DLFSOAH09XAK |  | 6500 | 7100 | 22 | 14.5 | 10.8 | 2 | 80 | 113 | 210857442
DAY & NIGHT | DLCSRBH06AAK | DLFSOAH09XAK |  | 6500 | 7100 | 22 | 14.5 | 10.8 | 2 | 80 | 113 | 210857434
COMFORTMAKER | DLCSRBH12AAK | DLFSOAH18XAK |  | 12000 | 12500 | 23 | 13 | 10 | 1.8 | 76 | 88 | 210857432
ARCOAIRE | DLCSRBH12AAK | DLFSOAH18XAK |  | 12000 | 12500 | 23 | 13 | 10 | 1.8 | 76 | 88 | 210857428
Cooper&Hunter | CH-HPR06F9-230VO | CH-06MCT1W-230VI |  | 6500 | 7100 | 22 | 14.5 | 10.8 | 2 | 80 | 113 | 210857420
Cooper&Hunter | CH-ES12-230VO | CH-12MCT1W-230VI |  | 12000 | 12500 | 22 | 12.6 | 9.8 | 2.21 | 62 | 62 | 210857418
Cooper&Hunter | CH-ES09-230VO | CH-06MCT1W-230VI |  | 6500 | 7100 | 22 | 14.5 | 10.8 | 2 | 80 | 113 | 210857416
DIYCOOL | ACIQ-60ZPL-HP230B | ACIQ-60FM-HH-MB |  | 55000 | 60000 | 17.3 | 9 | 10.2 | 1.97 | 67 | 94 | 210857346
DIYCOOL | ACIQ-36ZPL-HP230B | ACIQ-36CC-HH-MB |  | 36000 | 40000 | 19.4 | 9.5 | 10.5 | 1.85 | 83 | 100 | 210857339
DIYCOOL | ACIQ-09ZPL-HP230B | ACIQ-09W-HH-MC |  | 9000 | 12000 | 28.1 | 16.2 | 11.5 | 2 | 79 | 88 | 210857335
DIYCOOL | ACIQ-06ZPL-HP230B | ACIQ-06W-HH-MC |  | 6000 | 7000 | 26.5 | 15.8 | 13.6 | 2.1 | 121 | 107 | 210857334
ACIQ | ACIQ-60ZPL-HP230B | ACIQ-60FM-HH-MB |  | 55000 | 60000 | 17.3 | 9 | 10.2 | 1.97 | 67 | 94 | 210857326
ACIQ | ACIQ-12ZPL-HP230B | ACIQ-12W-HH-MC |  | 12000 | 12000 | 25.5 | 14 | 10.4 | 1.8 | 83 | 100 | 210857316
ACIQ | ACIQ-09ZPL-HP230B | ACIQ-09W-HH-MC |  | 9000 | 12000 | 28.1 | 16.2 | 11.5 | 2 | 79 | 88 | 210857315
ACIQ | ACIQ-06ZPL-HP230B | ACIQ-06W-HH-MC |  | 6000 | 7000 | 26.5 | 15.8 | 13.6 | 2.1 | 121 | 107 | 210857314
1HVAC | ACIQ-36ZPL-HP230B | ACIQ-36CC-HH-MB |  | 36000 | 40000 | 19.4 | 9.5 | 10.5 | 1.85 | 83 | 100 | 210857299
1HVAC | ACIQ-18ZPL-HP230B | ACIQ-18W-HH-MC |  | 18000 | 18000 | 21.5 | 12.5 | 11.3 | 1.8 | 83 | 100 | 210857297
1HVAC | ACIQ-09ZPL-HP230B | ACIQ-09W-HH-MC |  | 9000 | 12000 | 28.1 | 16.2 | 11.5 | 2 | 79 | 88 | 210857295
MDV | MOX230-09HFN1-MW5W | MCBU-09HRFN1-MU0-CA |  | 6500 | 7100 | 22 | 14.5 | 10.8 | 2 | 80 | 113 | 210857291
MDV | MOX330-09HFN1-MY5W | MCBU-09HRFN1-MU0-CA |  | 9000 | 10900 | 24 | 13 | 12.4 | 1.8 | 90 | 96 | 210857289
DIAMONDAIR | D2012SHO2 | DF2012CI |  | 12000 | 12000 | 22.3 | 12.7 | 10.2 | 1.89 | 83 | 94 | 210857270
DIAMONDAIR | D2009SHO2 | DF2009CI |  | 9000 | 9800 | 20.5 | 13 | 10.3 | 1.8 | 92 | 102 | 210857269
DUCANE | 4DHP2S24S-1P | D33C224S4-*P |  | 23600 | 26000 | 21.5 | 12.3 | 9.6 | 2.2 | 73 | 71 | 211034588
DUCANE | 4DHP2S12S-1P | DWM212S4-*P |  | 12000 | 12000 | 24.6 | 13.7 | 10.7 | 2.39 | 75 | 67 | 211034573
CONCORD | 4DHP2S24S-1P | D33C224S4-*P |  | 23600 | 26000 | 21.5 | 12.3 | 9.6 | 2.2 | 73 | 71 | 211034562
CONCORD | 4DHPS209S-1P | D22C109S4-*P |  | 8900 | 10000 | 20 | 13 | 10 | 1.9 | 75 | 74 | 211034559
CONCORD | 4DHP2S24S-1P | DWM224S4-*P |  | 24000 | 25000 | 22 | 14 | 9.9 | 1.8 | 65 | 62 | 211034549
Armstrong Air | 4DHP2S18S-1P | D22C118S4-*P |  | 16000 | 19000 | 20.5 | 12.5 | 10.4 | 2.16 | 63 | 67 | 211034535
Armstrong Air | 4DHPS209S-1P | DWM209S4-*P |  | 9000 | 10000 | 25.5 | 15 | 11.9 | 2.17 | 85 | 75 | 211034520
Armstrong Air | 4DHP2S12S-1L | DWM212S4-*L |  | 12000 | 12000 | 23.5 | 12.8 | 10 | 2.16 | 70 | 57 | 211034519
Allied | 4DHPS209S-1P | D22C109S4-*P |  | 8900 | 10000 | 20 | 13 | 10 | 1.9 | 75 | 74 | 211034507
Allied | 4DHP2S18S-1P | DWM218S4-*P |  | 18000 | 19000 | 23.5 | 12.4 | 10.7 | 2.02 | 78 | 59 | 211034496
Allied | 4DHPS209S-1P | DWM209S4-*P |  | 9000 | 10000 | 25.5 | 15 | 11.9 | 2.17 | 85 | 75 | 211034494
AirEase | 4DHP2S18S-1P | D22C118S4-*P |  | 16000 | 19000 | 20.5 | 12.5 | 10.4 | 2.16 | 63 | 67 | 211034483
AirEase | 4DHPS209S-1P | D22C109S4-*P |  | 8900 | 10000 | 20 | 13 | 10 | 1.9 | 75 | 74 | 211034481
AirEase | 4DHP2S24S-1P | DWM224S4-*P |  | 24000 | 25000 | 22 | 14 | 9.9 | 1.8 | 65 | 62 | 211034471
DUCANE | 4DHP2S12S-1P | D22C112S4-*P |  | 11800 | 12000 | 22.7 | 13.9 | 9.9 | 2.27 | 74 | 67 | 211034586
PolarWave | ACIQ-12ZPL-HP230B | ACIQ-12FM-HH-MC |  | 12000 | 12000 | 24.2 | 13.3 | 10.7 | 1.99 | 85 | 99 | 212316115
PolarWave | ACIQ-09ZPL-HP230B | SCC-0609-HH-M |  | 9000 | 10900 | 24 | 13 | 12.4 | 1.8 | 90 | 96 | 212316112
PolarWave | ACIQ-60ZPL-HP230B | ACIQ-60FM-HH-MB |  | 55000 | 60000 | 17.3 | 9 | 10.2 | 1.97 | 67 | 94 | 212316110
PolarWave | ACIQ-12ZPL-HP230B | ACIQ-12W-HH-MC |  | 12000 | 12000 | 25.5 | 14 | 10.4 | 1.8 | 83 | 100 | 212316100
PolarWave | ACIQ-18ZPL-HP230B | ACIQ-18FM-HH-MB |  | 17000 | 18000 | 20.5 | 12.5 | 9.8 | 1.86 | 67 | 93 | 212316083
PolarWave | ACIQ-24ZPL-HP230B | ACIQ-24W-HH-MB |  | 24000 | 29000 | 21.5 | 13 | 11.4 | 2.21 | 73 | 86 | 212316074
PolarWave | ACIQ-12ZPL-HP230B | ACIQ-12W-HH-MB |  | 12000 | 12000 | 25.5 | 14 | 10.4 | 1.8 | 83 | 100 | 212316072
KLIMAIRE | KSIE024-H220-O-2 | KTIS24-H2 |  | 24000 | 25000 | 21.5 | 12.5 | 9.7 | 2.2 | 76 | 74 | 212316045
KADEN | KO-PSX09HP-2AAMA | KI-PSX09CW-2AAMA |  | 9000 | 11000 | 22.5 | 13 | 11.5 | 2.34 | 73 | 70 | 211793572
KADEN | KO-PSX09HP-2AAMA | KI-PSX09CT-2AAMA |  | 9000 | 10000 | 20 | 13 | 10 | 1.9 | 75 | 74 | 211793571
LPS Legacy | DLCSRBH12AAK | DLFCCAH12XAK |  | 12000 | 12500 | 23 | 13 | 10 | 1.8 | 76 | 88 | 211756599
LPS Legacy | DLCSRBH09AAK | DLFCCAH09XAK |  | 9000 | 10900 | 24 | 13 | 12.4 | 1.8 | 90 | 96 | 211756596
LPS Legacy | DLCSRBH06AAK | DLFSOAH09XAK |  | 6500 | 7100 | 22 | 14.5 | 10.8 | 2 | 80 | 113 | 211756593
LPS Legacy | DLCSRBH12AAK | DLFSFBH12XAK |  | 12000 | 12000 | 24.2 | 13.3 | 10.7 | 1.99 | 85 | 99 | 211756591
LPS Legacy | DLCSRBH12AAK | DLFSHCH12XAK |  | 12000 | 12000 | 25.5 | 14 | 10.4 | 1.8 | 83 | 100 | 211756583
LPS Legacy | DLCPRBH18AAK | DLFPHBH18XAK |  | 18000 | 20000 | 26.3 | 15.3 | 15.5 | 2.89 | 101 | 120 | 211756581
LPS Legacy | DLCSRBH24AAK | DLFSFAH24XAK |  | 24000 | 25000 | 20.5 | 11.7 | 11 | 2.1 | 76 | 100 | 211756580
LPS Legacy | DLCSRBH09AAK | DLFSCAH09XAK |  | 9000 | 9800 | 20.5 | 13 | 10.3 | 1.8 | 92 | 102 | 211756567
LPS Legacy | DLCPRAH24AAK | DLFPHAH24XAK |  | 22000 | 24000 | 23.5 | 13.7 | 10.5 | 1.94 | 64 | 98 | 211756553
MDV | MOD30-33HFN1-MSR0W | MSEPD-33HRFN1-MSR0W |  | 33000 | 35000 | 19.5 | 12 | 10 | 1.8 | 82 | 99 | 211749870
PIONEER | YN018GMFI22RPE | WS018GMFI22HLE |  | 18000 | 18000 | 23.7 | 13.5 | 10.3 | 2.39 | 78 | 69 | 208101240
PIONEER | YN012AMFI22RPE | WS012AMFI22HLE |  | 12000 | 12000 | 22.7 | 12.5 | 10 | 2 | 70 | 54 | 208101237
PIONEER | YN009AMFI22RPE | WS009AMFI22HLE |  | 12000 | 12000 | 22.7 | 12.5 | 10 | 2 | 70 | 54 | 208101236
MOOVAIR | DMA09HOS25230E8 | DMA06HIW25230E8 |  | 6000 | 7000 | 26.5 | 15.8 | 13.6 | 2.1 | 121 | 107 | 208075829
Breeze33 | BZ33-HYP24OUT2-G2-P | BZ33-IFMU24-G2-P |  | 24000 | 25000 | 20.5 | 11.7 | 11 | 2.1 | 76 | 100 | 207862084
Breeze33 | BZ33-HYP24OUT2-G2-P | BZ33-CASS24-G2-P |  | 24000 | 25000 | 20.5 | 11 | 11.5 | 2 | 84 | 103 | 207862078
AC PRO.COM | AOX330-12HFN1-MW5W | AFAU-12HRFN1-M(C) |  | 12000 | 12000 | 23.6 | 13 | 10 | 1.89 | 80 | 100 | 207827158
AC PRO.COM | AOX430-18HFN1-MU0W | ASEPC-18HRFN1-MU0W |  | 18000 | 19000 | 23.5 | 12.5 | 10.8 | 2.02 | 78 | 59 | 207827147
AC PRO.COM | AOX230-09HFN1-MW5W | ASEPB-09HRFN1-MY5W(GA) |  | 9000 | 10000 | 25.5 | 15 | 12.3 | 2.17 | 85 | 75 | 207827145
ZENAIR TECHNOLOGIES | ZEN-WM12HP23S/O | ZEN-WM12HP23S/I |  | 12000 | 12000 | 23.1 | 13 | 10.5 | 1.88 | 86 | 92 | 207827123
CARRIER | 38MPRBQ18AA3 | 40MPHBQ18XA3 |  | 18000 | 20000 | 26.3 | 15.3 | 15.5 | 2.89 | 101 | 120 | 207826658
PAYNE | 38MPRBQ18AA3 | DHMPHBQ18XA3 |  | 18000 | 20000 | 26.3 | 15.3 | 15.5 | 2.89 | 101 | 120 | 207826654
SMART COMFORT | DLCPRBH18AAK | DLFPHBH18XAK |  | 18000 | 20000 | 26.3 | 15.3 | 15.5 | 2.89 | 101 | 120 | 207826652
TEMPSTAR | DLCPRBH18AAK | DLFPHBH18XAK |  | 18000 | 20000 | 26.3 | 15.3 | 15.5 | 2.89 | 101 | 120 | 207826651
LENNOX | LISH024000P431-D | LIUH024180P431-C |  | 24000 | 24000 | 21.2 | 12.5 | 10.3 | 2.2 | 67 | 76 | 207825601
LENNOX | LISH018000P431-D | LIUH018180P431-C |  | 18000 | 20000 | 23 | 12.5 | 10 | 2.08 | 64 | 65 | 207825600
DIYCOOL | ACIQ-24ZPL-HP230B | ACIQ-24FM-HH-MB |  | 24000 | 25000 | 20.5 | 11.7 | 11 | 2.1 | 76 | 100 | 207825563
DIYCOOL | ACIQ-18ZPL-HP230B | ACIQ-18W-HH-MB |  | 18000 | 18000 | 21.5 | 12.5 | 11.3 | 1.8 | 83 | 100 | 207825552
ACIQ | ACIQ-24ZPL-HP230B | ACIQ-24FM-HH-MB |  | 24000 | 25000 | 20.5 | 11.7 | 11 | 2.1 | 76 | 100 | 207825544
ACIQ | ACIQ-18ZPL-HP230B | ACIQ-18FM-HH-MB |  | 17000 | 18000 | 20.5 | 12.5 | 9.8 | 1.86 | 67 | 93 | 207825543
EMI | MHSZ124DA | MHWAL24DA |  | 24000 | 29000 | 21.5 | 13 | 11.4 | 2.21 | 73 | 86 | 208121927
EMI | MHSZ118DA | MHWAL18DA |  | 18000 | 18000 | 21.5 | 12.5 | 11.3 | 1.8 | 83 | 100 | 208121926
Alsetria | MOX430-17HFN1-MT0W | MSEPC-18HRFN1-MU0W |  | 18000 | 18000 | 21.5 | 12.5 | 11.3 | 1.8 | 83 | 100 | 208121903
LENNOX | MLB009S4S-1P | MWMC009S4-1P |  | 9000 | 12000 | 28.1 | 16.2 | 11.5 | 2 | 79 | 88 | 207683520
LENNOX | MLB018S4S-1P | MWMC018S4-1P |  | 18000 | 18000 | 21.5 | 12.5 | 11.2 | 1.8 | 83 | 100 | 207683522
LENNOX | MLB012S4S-1P | M22A012S4-2P |  | 12000 | 12000 | 22.3 | 12.7 | 10.2 | 1.89 | 83 | 94 | 207683532
LENNOX | MLB024S4S-1P | M33C024S4-1P |  | 24000 | 25000 | 20.5 | 11 | 11.5 | 2 | 84 | 103 | 207683534
KANIONco | KWSM-09IR410AHS24MV | KWSM-09IR410AHS24MV |  | 9000 | 10000 | 24 | 14 | 11.4 | 2.18 | 83 | 78 | 207699079
Convectair | 8028-C12-O | 8028-C12-I |  | 12000 | 12000 | 25.5 | 14 | 10.4 | 1.8 | 83 | 100 | 207709205
C&H | CH-HPR12-230VO | CH-12MASTWM-230VI |  | 12000 | 12000 | 25.5 | 14 | 10.4 | 1.8 | 83 | 100 | 207740502
C&H | CH-ES18-230VO | CH-18MSPHCT-230VI |  | 16000 | 19000 | 20.5 | 12.5 | 10.5 | 2.16 | 63 | 67 | 207742321
C&H | CH-HPR09-230VO | CH-09MSPHCT-230VI |  | 9000 | 9800 | 20.5 | 13 | 10.3 | 1.8 | 92 | 102 | 207742327
C&H | CH-HPR12-230VO | CH-12MSPHMC-230VI |  | 12000 | 12000 | 23.6 | 13 | 10 | 1.89 | 80 | 100 | 207742331
C&H | CH-N48LCU-230VO | CH-48LCFC/I |  | 48000 | 50000 | 18.9 | 9.3 | 10 | 1.85 | 58 | 70 | 207742343
BOSCH | BMS500-AAS009-1CSXRC | BMS500-AAU009-1AHCXB |  | 9000 | 10000 | 20 | 13 | 10 | 1.9 | 75 | 74 | 207760012
BOSCH | BMS500-AAS012-1CSXHC | BMS500-AAU012-1AHCXB |  | 12000 | 12000 | 22.3 | 12.7 | 10.2 | 1.89 | 83 | 94 | 207760014
BOSCH | BMS500-AAS024-1CSXRC | BMS500-AAU024-1AHCXC |  | 24000 | 25000 | 21.5 | 12.5 | 9.7 | 2.2 | 76 | 74 | 207760017
BOSCH | BMS500-AAS012-1CSXRC | BMS500-AAU012-1AHCXB |  | 12000 | 12000 | 22.7 | 14 | 10 | 2.27 | 74 | 67 | 207760045
COMFORTSTAR | CZP18CD(O) | TPA-18 |  | 16000 | 19000 | 20.5 | 12.5 | 10.5 | 2.16 | 63 | 67 | 207765975
C&H | CH-ES09-115VO | CH-09OLVWM-115VI |  | 9000 | 10000 | 23 | 13.8 | 9.8 | 2.06 | 59 | 67 | 207765977
Durastar | DRA1U12S1B | DRAC12F1A |  | 12000 | 12000 | 22.7 | 14 | 10 | 2.27 | 74 | 67 | 207787136
Durastar | DRA1U24S1B | DRAC24F1B |  | 24000 | 25000 | 21.5 | 12.5 | 9.7 | 2.2 | 76 | 74 | 207787144
KARDA | 3KARDA18SZO | 3KARDA18UVC |  | 16000 | 17000 | 20 | 12.5 | 9.5 | 1.75 | 92 | 94 | 207796641
CanAir | C23SCH18H22 | C28SEH18H21 |  | 18000 | 18000 | 21.5 | 12.5 | 11.3 | 1.8 | 83 | 100 | 207796645
MIDEA | MOX230-09HFN1-BW0W | MSAG11B-09HRFN1-BU5W |  | 9000 | 10000 | 23 | 13.8 | 9.8 | 2.06 | 59 | 67 | 207821929
MIDEA | MOX230-09HFN1-MW5W | MSAG11B-09HRFN1-MX7W(GA) |  | 9000 | 10000 | 24 | 14.7 | 11.6 | 2.25 | 81 | 75 | 207821930
MIDEA | MOX430-18HFN1-MT8W | MSAG11D-18HRFN1-MT8W |  | 18000 | 18000 | 24 | 13.5 | 10.5 | 2.44 | 78 | 71 | 207821934
ECO AC | EHH-O9BB | EHH-W09BB |  | 9000 | 10000 | 24 | 14 | 11.4 | 2.18 | 83 | 78 | 207825490
1HVAC | ACIQ-18ZPL-HP230B | ACIQ-18W-HH-MB |  | 18000 | 18000 | 21.5 | 12.5 | 11.3 | 1.8 | 83 | 100 | 207825514
1HVAC | ACIQ-09ZPL-HP230B | ACIQ-09CC-HH-MB |  | 9000 | 9800 | 20.5 | 13 | 10.3 | 1.8 | 92 | 102 | 207825516
1HVAC | ACIQ-12ZPL-HP230B | ACIQ-12CC-HH-MB |  | 12000 | 12000 | 22.3 | 12.7 | 10.2 | 1.89 | 83 | 94 | 207825517
1HVAC | ACIQ-18ZPL-HP230B | ACIQ-18FM-HH-MB |  | 17000 | 18000 | 20.5 | 12.5 | 9.8 | 1.86 | 67 | 93 | 207825524
ACIQ | ACIQ-18ZPL-HP230B | ACIQ-18CC-HH-MB |  | 16000 | 17000 | 20 | 12.5 | 9.5 | 1.75 | 92 | 94 | 207825537
LENNOX | MPC048S4S-1P | M33C048S4-1P |  | 47000 | 50000 | 18.5 | 9.5 | 9.8 | 1.98 | 60 | 69 | 207683519
LENNOX | MLB012S4S-1P | MWMC012S4-1P |  | 12000 | 12000 | 25.5 | 13.5 | 10.4 | 1.8 | 83 | 100 | 207683521
LENNOX | MLB024S4S-1P | MWMC024S4-1P |  | 24000 | 29000 | 21.5 | 13 | 11.4 | 2.21 | 73 | 86 | 207683523
LENNOX | MLB009S4S-1P | M22A009S4-2P |  | 9000 | 9800 | 20.5 | 13 | 10.2 | 1.8 | 92 | 102 | 207683531
KANIONco | KWSM-09IR410AHS24MVL | KWSM-09IR410AHS24MVL |  | 9000 | 10000 | 24 | 14 | 9.6 | 2 | 60 | 65 | 207699077
KANIONco | KWSM-18IR410AHS23.5MV | KWSM-18IR410AHS23.5MV |  | 18000 | 18000 | 23.7 | 13.5 | 10.3 | 2.39 | 78 | 69 | 207699081
MDV | MOD30-18HFN1-MZ22W | MSAB2F-18HRFN1-MZ22W |  | 18000 | 18000 | 26.2 | 14.5 | 12 | 1.95 | 68 | 91 | 202415591
MIDEA | MOD30-22HFN1-MW5W | MSAB2F-22HRFN1-MW5W |  | 22000 | 24000 | 23.5 | 13.7 | 10.5 | 1.94 | 64 | 98 | 202415592
MIDEA | MOD30-18HFN1-MZ22W | MSAB2F-18HRFN1-MZ22W |  | 18000 | 18000 | 26.2 | 14.5 | 12 | 1.95 | 68 | 91 | 202415593
CARRIER | 38MPRAQ18AA3 | 40MPHAQ18XA3 |  | 18000 | 18000 | 26.2 | 14.5 | 12 | 1.95 | 68 | 91 | 202463634
MIDEA | 38MPRAQ18AA3 | DHMPHAQ18XA3 |  | 18000 | 18000 | 26.2 | 14.5 | 12 | 1.95 | 68 | 91 | 202463640
Cooper&Hunter | CH-ES24-230VO | CH-24MSPHFC-230VI |  | 24000 | 24000 | 21.2 | 12.5 | 10.3 | 2.2 | 67 | 76 | 210799590
Cooper&Hunter | CH-HPR09-230VO | CH-09MSPHCT-230VI |  | 9000 | 9800 | 20.5 | 13 | 10.3 | 1.8 | 92 | 102 | 210799591
Cooper&Hunter | CH-HPR24-230VO | CH-D24MSPHWM-230VI |  | 21600 | 23400 | 18.9 | 11.7 | 10.4 | 1.89 | 83 | 100 | 210799658
Cooper&Hunter | CH-ES18-230VO | CH-18MASTWM-230VI |  | 18000 | 19000 | 23.5 | 12.5 | 10.8 | 2.02 | 78 | 59 | 210799672
Cooper&Hunter | CH-ES18-230VO | CH-16MMC-230VI |  | 16000 | 17000 | 22.4 | 12.5 | 10.4 | 2.32 | 79 | 75 | 210799676
C&H | CH-ES24-230VO | CH-24MASTWM-230VI |  | 24000 | 25000 | 22 | 14 | 10 | 1.8 | 65 | 62 | 209937048
C&H | CH-ES12-230VO | CH-12MASTWM-230VI |  | 12000 | 12000 | 24.6 | 13.7 | 10.7 | 2.39 | 75 | 67 | 209937050
MIDEA | 38MARBQ12AA3 | 40MBFAQ12XA3 |  | 12000 | 12000 | 24.2 | 13.3 | 10.7 | 1.99 | 85 | 99 | 209948190
COMFORTMAKER | DLCSRBH12AAK | DLFSFBH12XAK |  | 12000 | 12000 | 24.2 | 13.3 | 10.7 | 1.99 | 85 | 99 | 209948192
TEMPSTAR | DLCSRBH12AAK | DLFSFBH12XAK |  | 12000 | 12000 | 24.2 | 13.3 | 10.7 | 1.99 | 85 | 99 | 209948198
PERFECTAIRE | 3PAMSHH12-SZO | 3PAMSCONH12-2 |  | 12000 | 12000 | 24.2 | 13.3 | 10.7 | 1.99 | 85 | 99 | 210410111
SEA BREEZE+ | SZ18H424ZMO | SCA18H424ZMI |  | 18000 | 19000 | 21.8 | 12.5 | 10.7 | 2.3 | 64 | 69 | 210410114
AIRDACH | ACSH1823VM2-D | AICH1800VM1-D |  | 16000 | 19000 | 20.5 | 12.5 | 10.5 | 2.16 | 63 | 67 | 210476737
Durastar | DRA1H24S1A | DRAW24F1B |  | 23000 | 26000 | 22.3 | 12.5 | 10.3 | 1.8 | 73 | 88 | 210568101
Durastar | DRA1U09S1B | DRAL06F1A |  | 6500 | 7100 | 22 | 14.5 | 10.8 | 2 | 80 | 113 | 210568102
Durastar | DRA1U09S1B | DRAL09F1A |  | 9000 | 11000 | 22.5 | 13 | 11.5 | 2.34 | 73 | 70 | 210568106
Durastar | DRA1H12S1A | DRAS12F1C |  | 12000 | 12000 | 24.2 | 13.3 | 10.7 | 1.99 | 85 | 99 | 210568109
Durastar | DRA1H09S1A | DRAC09F1A |  | 9000 | 9800 | 20.5 | 13 | 10.3 | 1.8 | 92 | 102 | 210568111
Durastar | DRA1H24S1A | DRAF24F1A |  | 24000 | 25000 | 20.5 | 11.7 | 11 | 2.1 | 76 | 100 | 210568120
COMFORT-AIRE | A-VMH12SV-1 | B-VMH12CU-1 |  | 12000 | 12000 | 22.3 | 12.7 | 10.2 | 1.89 | 83 | 94 | 210568240
COMFORT-AIRE | A-VMH24SV-1 | B-VMH24UU-1 |  | 24000 | 25000 | 20.5 | 11.7 | 11 | 2.1 | 76 | 100 | 210568244
ECO AC | EHH-O12BB | EHH-C12BA |  | 12000 | 12000 | 22.7 | 14 | 10 | 2.27 | 74 | 67 | 210586147
Conforto | MHSZ109DA | MHCAS09DA |  | 9000 | 9800 | 20.5 | 13 | 10.3 | 1.8 | 92 | 102 | 210605806
Conforto | MHSZ118DA | MHCAS18DA |  | 16000 | 17000 | 20 | 12.5 | 9.5 | 1.75 | 92 | 94 | 210605808
Conforto | MHSZ124DA | MHCAS24DA |  | 24000 | 25000 | 20.5 | 11 | 11.5 | 2 | 84 | 103 | 210605809
MDV | MOX230-12HFN1-BW0W-L | MSEPB-12HRFN1-BW0W |  | 12000 | 12000 | 23.5 | 12.8 | 10 | 2.16 | 70 | 57 | 210644030
MDV | MOX230-09HFN1-MW5W-L | MSEPB-09HRFN1-MY5W(GA) |  | 9000 | 10000 | 25.5 | 15 | 11.9 | 2.17 | 85 | 75 | 210644031
NOVAIR | LEA24SZ35SK-O | LEA24UUSK-I |  | 23000 | 26000 | 22.3 | 12.5 | 10.3 | 1.8 | 73 | 88 | 209416880
THERMOCORE SYSTEMS | T424S-H209-C | T424S-H209-E |  | 9000 | 10000 | 24 | 14 | 11.4 | 2.18 | 83 | 78 | 209549002
THERMOCORE SYSTEMS | T424S-H218-C | T424S-H218-E |  | 18000 | 18000 | 23.7 | 13.5 | 10.3 | 2.39 | 78 | 69 | 209549004
THERMOCORE SYSTEMS | T4C18S-H248-C | T4C17S-H248-EC |  | 48000 | 50000 | 18.5 | 9.5 | 9.8 | 1.98 | 60 | 69 | 209549017
BLUERIDGE | BMY18HH22C | BMM18CC2 |  | 16700 | 20000 | 19.8 | 12.5 | 11.2 | 1.93 | 73 | 84 | 209550310
CTMorley | MOU-A24H-2 | MIU-A24W-2 |  | 23000 | 26000 | 22.3 | 12.5 | 10.3 | 1.8 | 73 | 88 | 209694748
AC PRO.COM | AOD32-24HFN1-MT0W | ACD1-24HRFN1-MT0W |  | 24000 | 25000 | 21.5 | 12.5 | 9.7 | 2.2 | 76 | 74 | 209748102
CLASSIC | MRSVHC18AS | MC4VHC18S |  | 16000 | 19000 | 20.5 | 12.5 | 10.5 | 2.16 | 63 | 67 | 209842997
TGM | MRSVHT18AS | MC4VHT18S |  | 16000 | 19000 | 20.5 | 12.5 | 10.5 | 2.16 | 63 | 67 | 209843013
TGM | MRSVHT24AS | MC4VHT24S |  | 24000 | 25000 | 21.5 | 12.5 | 9.7 | 2.2 | 76 | 74 | 209843014
TGM | MC4VHT18S | MUVHT18S |  | 18000 | 20000 | 23 | 12.5 | 10 | 2.08 | 64 | 65 | 209843023
TGM | MRSVHT24AS | MUVHT24S |  | 24000 | 24000 | 21.2 | 12.5 | 10.3 | 2.2 | 67 | 76 | 209843024
CTMorley | MOU-A12H-2 | MIU-A12F-2 |  | 12000 | 12000 | 23.6 | 13 | 10 | 1.89 | 80 | 100 | 209843060
CTMorley | MOU-A18H-2 | MIU-A18F-2 |  | 17000 | 18000 | 20.5 | 12.5 | 9.8 | 1.86 | 67 | 93 | 209843063
CTMorley | MOU-A48L-2 | MIU-A48LF-2 |  | 48000 | 50000 | 18.9 | 9.3 | 10 | 1.85 | 58 | 70 | 209843072
LENNOX | MLB024S4S-1P | MWMA024S4-2P |  | 21600 | 23400 | 18.9 | 11.7 | 10.4 | 1.89 | 83 | 100 | 208546034
MRCOOL | O-ES-12-HP-C-230B | O-12-HP-WMAH-230B |  | 12000 | 12000 | 24.6 | 13.7 | 10.7 | 2.39 | 75 | 67 | 208552813
MRCOOL | O-ES-24-HP-C-230B | O-24-HP-WMAH-230B |  | 24000 | 25000 | 22 | 14 | 10 | 1.8 | 65 | 62 | 208552817
GOODMAN | MSH093E23MCAA | MST093E20ACAA |  | 9000 | 9800 | 20.5 | 13 | 10.3 | 1.8 | 92 | 102 | 206900424
CARRIER | 38MARBQ18AA3 | 40MAHBQ18XA3 |  | 18000 | 18000 | 21.5 | 12.5 | 11.3 | 1.8 | 83 | 100 | 206348137
BRYANT | 38MARBQ12AA1 | 619AHBQ12XA1 |  | 12000 | 12000 | 23.5 | 13 | 10 | 2.16 | 70 | 57 | 206348141
Weathermaker | 38MARBQ12AA1 | DHMAHBQ12XA1 |  | 12000 | 12000 | 23.5 | 13 | 10 | 2.16 | 70 | 57 | 206350322
Weathermaker | 38MARBQ18AA3 | DHMAHBQ18XA3 |  | 18000 | 18000 | 21.5 | 12.5 | 11.3 | 1.8 | 83 | 100 | 206350325
CARRIER | 38MARBQ09AA3 | 40MBCQ09---3 |  | 9000 | 9800 | 20.5 | 13 | 10.3 | 1.8 | 92 | 102 | 206350327
CARRIER | 38MARBQ12AA3 | 40MBFQ12---3 |  | 12000 | 12000 | 23.6 | 13 | 10 | 1.89 | 80 | 100 | 206350331
PAYNE | 38MARBQ18AA3 | 40MBCQ18---3 |  | 16000 | 17000 | 20 | 12.5 | 9.5 | 1.75 | 92 | 94 | 206350354
Weathermaker | 38MARBQ09AA3 | 40MBCQ09---3 |  | 9000 | 9800 | 20.5 | 13 | 10.3 | 1.8 | 92 | 102 | 206350360
MIDEA | 38MARBQ12AA3 | 40MBFQ12---3 |  | 12000 | 12000 | 23.6 | 13 | 10 | 1.89 | 80 | 100 | 206350375
MIDEA | 38MARBQ18AA3 | 40MBCQ18---3 |  | 16000 | 17000 | 20 | 12.5 | 9.5 | 1.75 | 92 | 94 | 206350376
ARCOAIRE | DLCSRBH18AAK | DLFSCAH18XAK |  | 16000 | 17000 | 20 | 12.5 | 9.5 | 1.75 | 92 | 94 | 206350387
ARCOAIRE | DLCSRBH18AAK | DLFSFAH18XAK |  | 17000 | 18000 | 20.5 | 12.5 | 9.8 | 1.86 | 67 | 93 | 206350389
COMFORTMAKER | DLCSRBH09AAK | DLFSCAH09XAK |  | 9000 | 9800 | 20.5 | 13 | 10.3 | 1.8 | 92 | 102 | 206350393
COMFORTMAKER | DLCSRBH12AAK | DLFSCAH12XAK |  | 12000 | 12000 | 22.3 | 12.7 | 10.2 | 1.89 | 83 | 94 | 206350395
COMFORTMAKER | DLCSRBH18AAK | DLFSCAH18XAK |  | 16000 | 17000 | 20 | 12.5 | 9.5 | 1.75 | 92 | 94 | 206350398
DAY & NIGHT | DLCSRBH12AAK | DLFSCAH12XAK |  | 12000 | 12000 | 22.3 | 12.7 | 10.2 | 1.89 | 83 | 94 | 206350406
HEIL | DLCSRBH18AAK | DLFSCAH18XAK |  | 16000 | 17000 | 20 | 12.5 | 9.5 | 1.75 | 92 | 94 | 206350420
KEEPRITE | DLCSRBH18AAK | DLFSCAH18XAK |  | 16000 | 17000 | 20 | 12.5 | 9.5 | 1.75 | 92 | 94 | 206350431
KEEPRITE | DLCSRBH18AAK | DLFSFAH18XAK |  | 17000 | 18000 | 20.5 | 12.5 | 9.8 | 1.86 | 67 | 93 | 206350433
KENMORE | DLCSRBH12AAK | DLFSFAH12XAK |  | 12000 | 12000 | 23.6 | 13 | 10 | 1.89 | 80 | 100 | 206350441
MIDEA | DLCSRBH09AAK | DLFSCAH09XAK |  | 9000 | 9800 | 20.5 | 13 | 10.3 | 1.8 | 92 | 102 | 206350448
MIDEA | DLCSRBH12AAK | DLFSCAH12XAK |  | 12000 | 12000 | 22.3 | 12.7 | 10.2 | 1.89 | 83 | 94 | 206350450
TEMPSTAR | DLCSRBH12AAK | DLFSCAH12XAK |  | 12000 | 12000 | 22.3 | 12.7 | 10.2 | 1.89 | 83 | 94 | 206350461
SMART COMFORT | DLCSRBH18AAK | DLFSFAH18XAK |  | 17000 | 18000 | 20.5 | 12.5 | 9.8 | 1.86 | 67 | 93 | 206350477
MDV | MOX330-12HFN1-MW5W | MCA3U-12HRFN1-M(C) |  | 12000 | 12000 | 22.3 | 12.7 | 10.2 | 1.89 | 83 | 94 | 206330126
QUEBEC VAIR | NE-T52-PLA18EXT | NE-T52-PLA18INT |  | 18000 | 18000 | 23.7 | 13.5 | 10.3 | 2.39 | 78 | 69 | 212579412
SEA BREEZE+ | HSZ9H424ZMO | SCA9H424ZMI |  | 9000 | 10900 | 24 | 13 | 12.4 | 1.8 | 90 | 96 | 212595645
SEA BREEZE+ | HSZ12H424ZMO | C12H424ZMI |  | 12000 | 12000 | 24.2 | 13.3 | 10.7 | 1.99 | 85 | 99 | 212595648
SEA BREEZE+ | HSZ18H424ZMO | FC18H424ZMI |  | 17000 | 18000 | 20.5 | 12.5 | 9.8 | 1.86 | 67 | 93 | 212595653
SEA BREEZE+ | HSZ24H424ZMO | FC24H424ZMI |  | 24000 | 25000 | 20.5 | 11.7 | 11 | 2.1 | 76 | 100 | 212595656
MOOVAIR | DMA12HOS28230E8 | DUB12HIFU230X5A |  | 12000 | 12000 | 24.2 | 13.3 | 10.7 | 1.99 | 85 | 99 | 212596840
Relief Sciences | LANG12OD35-1 | LANG12ID-25 |  | 12000 | 12000 | 23.1 | 13 | 10.5 | 1.88 | 86 | 92 | 212615012
YONAN | YS-12HRFN1-C5OU | YS-12HRFN1-C5 |  | 12000 | 12000 | 24.6 | 13.7 | 10.7 | 2.39 | 75 | 67 | 212615062
YONAN | YS-18HRFN1-C5OU | YS-18HRFN1-C5 |  | 18000 | 19000 | 23.5 | 12.5 | 10.8 | 2.02 | 78 | 59 | 212615063
YONAN | YS-24HRFN1-C5OU | YS-24HRFN1-C5 |  | 24000 | 25000 | 22 | 14 | 10 | 1.8 | 65 | 62 | 212615064
CONCORD | 4DHP2S18S-1P | DWM218S4-*P |  | 18000 | 19000 | 23.5 | 12.4 | 10.7 | 2.02 | 78 | 59 | 211034548
CONCORD | 4DHP2S18S-1P | D22C118S4-*P |  | 16000 | 19000 | 20.5 | 12.5 | 10.4 | 2.16 | 63 | 67 | 211034561
DUCANE | 4DHP2S12S-1L | DWM212S4-*L |  | 12000 | 12000 | 23.5 | 12.8 | 10 | 2.16 | 70 | 57 | 211034571
Coast Air | A-CAD18-1A | B-CAD18-1A |  | 18000 | 18000 | 22.7 | 12.6 | 9.8 | 2.05 | 77 | 65 | 211126491
RHEEM | RO1HHZ18AJ3S | RIWHHZ18AJ3S |  | 18000 | 18000 | 20 | 12 | 10.5 | 2.14 | 62 | 101 | 210368118
RHEEM | RO1HHZ24AJ3S | RIWHHZ24AJ3S |  | 24000 | 24000 | 19 | 9.2 | 9.8 | 2 | 64 | 81 | 210368120
RUUD | RO1HHZ30AJ3S | UIWHHZ30AJ3S |  | 30000 | 30000 | 18 | 9.8 | 9.8 | 1.8 | 65 | 80 | 210368123
RHEEM | RO1HHZ30AJ3S | RIWHHZ30AJ3S |  | 30000 | 30000 | 18 | 9.8 | 9.8 | 1.8 | 65 | 80 | 210368122
RUUD | RO1HHZ24AJ3S | UIWHHZ24AJ3S |  | 24000 | 24000 | 19 | 9.2 | 9.8 | 2 | 64 | 81 | 210368121
RUUD | RO1HHZ18AJ3S | UIWHHZ18AJ3S |  | 18000 | 18000 | 20 | 12 | 10.5 | 2.14 | 62 | 101 | 210368119
RHEEM | RO1HHZ12AJ3S | RIWHHZ12AJ3S |  | 12000 | 14000 | 20 | 11 | 10.5 | 2.3 | 63 | 73 | 210368110
RUUD | RO1HHZ12AJ3S | UIWHHZ12AJ3S |  | 12000 | 14000 | 20 | 11 | 10.5 | 2.3 | 63 | 73 | 210368111
FUJITSU | AOUH30LPAS1 | ASUH30LPAS |  | 30000 | 30000 | 18 | 9.8 | 9.8 | 1.8 | 65 | 80 | 207590836
FUJITSU | AOUH12LPAS1 | ASUH12LPAS |  | 12000 | 14000 | 20 | 11 | 10.5 | 2.3 | 63 | 73 | 206909901
FUJITSU | AOUH24LPAS1 | ASUH24LPAS |  | 24000 | 24000 | 19 | 9.2 | 9.8 | 2 | 64 | 81 | 207131735
FUJITSU | AOUH18LPAS1 | ASUH18LPAS |  | 18000 | 18000 | 20 | 12 | 10.5 | 2.14 | 62 | 101 | 207131734
RUUD | ROSH30VGSN | RICH30AXCJ |  | 30000 | 32000 | 18.7 | 11.7 | 10.4 | 2.3 | 63 | 81 | 206221540
RHEEM | ROSH30VGSN | RICH30AXCJ |  | 30000 | 32000 | 18.7 | 11.7 | 10.4 | 2.3 | 63 | 81 | 202245032
FUJITSU | AOU30RGLX | AUU30RGLX |  | 30000 | 32000 | 18.7 | 11.7 | 10.4 | 2.3 | 63 | 81 | 202195636
LG | LUU090HV | LCN098HV4 |  | 9000 | 11000 | 20.2 | 13.65 | 10.55 | 2.11 | 64 | 92 | 211234500
LG | LUU090HV | LQN090HV4 |  | 9000 | 10100 | 21 | 12.6 | 10.4 | 1.94 | 67 | 101 | 211234501
LG | LUU120HV | LCN128HV4 |  | 11100 | 14000 | 19.4 | 12.6 | 10.35 | 2.13 | 65 | 76 | 211234502
LG | LUU120HV | LQN120HV4 |  | 10200 | 13000 | 20.8 | 12.6 | 10.2 | 2.09 | 71 | 83 | 211234503
LG | LUU180HV | LCN188HV4 |  | 18000 | 18500 | 20.5 | 12.5 | 9.7 | 1.85 | 69 | 88 | 211234504
LG | LUU360HV | LCN369HV |  | 36000 | 40000 | 21 | 12.5 | 10 | 2.1 | 60 | 88 | 211234508
LG | LUU240HV | LCN249HV |  | 23000 | 27000 | 20 | 11.7 | 10.2 | 2.07 | 64 | 79 | 211234513
LG | LUU420HV | LCN429HV |  | 42000 | 47000 | 19.3 | 10.45 | 10.05 | 1.96 | 60 | 83 | 211234514
LG | LUU189HV | LCN188HV4 |  | 18000 | 18500 | 20.5 | 12.5 | 9.7 | 1.85 | 69 | 88 | 202177384
LG | LSU180HSV5 | LAN180HSV5 |  | 18000 | 21600 | 22 | 12.55 | 9.5 | 1.8 | 60 | 70 | 10567390
LG | LGU181HSV3 | LGN181HSV3 |  | 18000 | 21600 | 22 | 12.55 | 9.5 | 1.8 | 60 | 70 | 10567392
LG | LSU180HSV5 | LSN180HSV5 |  | 18000 | 21600 | 22 | 12.55 | 9.5 | 1.8 | 60 | 70 | 10567391
LG | LSU090HSV5 | LAN090HSV5 |  | 9000 | 10900 | 23.2 | 14.5 | 10.2 | 1.8 | 61 | 71 | 10567393
LG | LSU090HSV5 | LSN090HSV5 |  | 9000 | 10900 | 23.2 | 14.5 | 10.2 | 1.8 | 61 | 71 | 10567394
LG | LUU127HV | LQN120HV4 |  | 10200 | 13000 | 20.8 | 12.6 | 10.2 | 2.09 | 71 | 83 | 205049407
LG | LUU097HV | LQN090HV4 |  | 9000 | 10100 | 21 | 12.6 | 10.4 | 1.94 | 67 | 101 | 205049408
LG | LAU090HYV3 | LAN090HYV3 |  | 9000 | 11000 | 27 | 15.8 | 13.5 | 1.85 | 61 | 70 | 204825177
LG | LAU150HYV3 | LAN150HYV3 |  | 15000 | 18000 | 25 | 15 | 11 | 1.8 | 61 | 70 | 204825179
LG | LAU120HYV3 | LAN120HYV3 |  | 12000 | 13600 | 25.5 | 13.8 | 11.2 | 1.85 | 61 | 71 | 204825178
LG | LAU180HYV3 | LAN180HYV3 |  | 18000 | 21600 | 24 | 14.4 | 10.8 | 1.8 | 61 | 70 | 204825180
LG | LAU240HYV3 | LAN240HYV3 |  | 22000 | 26000 | 23 | 13 | 10 | 1.8 | 61 | 70 | 204825181
LG | LUU420HHV | LCN429HV |  | 42000 | 48000 | 19.5 | 12.8 | 10.75 | 2.2 | 61 | 83 | 205788765
LG | LUU480HHV | LCN489HV |  | 48000 | 52000 | 17.5 | 12.5 | 10.65 | 2.2 | 63 | 78 | 205788771
LG | LUU240HHV | LCN249HV |  | 24000 | 27000 | 21 | 12.6 | 10.2 | 1.81 | 64 | 102 | 205788764
LG | LUU360HHV | LCN369HV |  | 36000 | 40000 | 21.5 | 12.6 | 10.55 | 2.1 | 64 | 93 | 205788768
LG | LSU181HSV5 | LAN181HSV5 |  | 18000 | 21600 | 22 | 12.55 | 9.5 | 1.8 | 60 | 70 | 207462345
LG | LUU097HV | LCN098HV4 |  | 9000 | 11000 | 20.2 | 13.65 | 10.55 | 2.11 | 64 | 92 | 203381526
LG | LUU127HV | LCN128HV4 |  | 11100 | 14000 | 19.4 | 12.6 | 10.35 | 2.13 | 65 | 76 | 203381517
LG | LSU181HSV5 | LSN181HSV5 |  | 18000 | 21600 | 22 | 12.55 | 9.5 | 1.8 | 60 | 70 | 207348503
LG | LGU181HSV5 | LGN181HSV5 |  | 18000 | 21600 | 22 | 12.55 | 9.5 | 1.8 | 60 | 70 | 207348504
LG | LAU090HSV5 | LAN090HSV5 |  | 9000 | 10900 | 23.2 | 14.5 | 10.2 | 1.8 | 61 | 71 | 207348499
LG | LAU090HSV5 | LSN090HSV5 |  | 9000 | 10900 | 23.2 | 14.5 | 10.2 | 1.8 | 61 | 71 | 209937038
SAMSUNG | AC009BXADCH | AC009BNNDCH |  | 9100 | 10000 | 22 | 13 | 9.5 | 1.89 | 100 | 110 | 207462387
SAMSUNG | AC012BXADCH | AC012BNNDCH |  | 10800 | 13500 | 21.5 | 12.5 | 9.5 | 1.92 | 85 | 82 | 207465444
DAIKIN | RX24AXVJU | FTX24AXVJU |  | 21000 | 23200 | 19 | 12 | 9.5 | 1.8 | 66 |  | 205782848
DAIKIN | RX18AXVJU | FTX18AXVJU |  | 18000 | 21600 | 18.5 | 12.5 | 9.5 | 1.8 | 59 |  | 205782847
DAIKIN | RX12AXVJU | FTX12AXVJU |  | 10700 | 13500 | 19 | 12.5 | 10 | 1.8 | 64 |  | 205782846
DAIKIN | RZQ36TBVJU* | FCQ36AAVJU |  | 36000 | 40000 | 20 | 12.1 | 10 | 2.3 | 66 | 100 | 211635165
DAIKIN | RZQ30TBVJU* | FCQ30AAVJU |  | 30000 | 34000 | 21 | 13 | 10.1 | 1.9 | 67 | 112 | 211635164
DAIKIN | RX09RMVJU9* | FFQ09Q2VJU |  | 9100 | 10000 | 22 | 13 | 9.5 | 1.8 | 60 |  | 207776283
DAIKIN | RXM09VVJU | FTXM09VVJU |  | 9000 | 11000 | 27.4 | 16.3 | 11.2 | 1.8 | 60 |  | 207158009
DAIKIN | RZQ42TBVJU* | FCQ42AAVJU |  | 42000 | 47000 | 18.9 | 10.3 | 10.2 | 2.1 | 66 | 86 | 211635166
DAIKIN | RXL15QMVJU* | FTX15NMVJU* |  | 15000 | 18300 | 19.5 | 13 | 10 | 1.8 | 63 |  | 208136394
DAIKIN | RXL12QMVJU9* | FTX12NMVJU* |  | 10600 | 13400 | 19.5 | 12.5 | 10 | 1.8 | 66 |  | 207776278
DAIKIN | RXM24VVJU | FTXM24VVJU |  | 21600 | 24000 | 22 | 12.5 | 10 | 1.8 | 67 |  | 207158012
DAIKIN | RXM18VVJU | FTXM18VVJU |  | 18000 | 21600 | 22.7 | 12.5 | 10 | 1.8 | 71 |  | 207158011
DAIKIN | RXM12VVJU | FTXM12VVJU |  | 12000 | 13600 | 25.2 | 13.2 | 10.7 | 1.8 | 63 |  | 207158010
DAIKIN | RXL15QMVJU* | FTX15NMVJU |  | 15000 | 18300 | 19.5 | 13 | 10 | 1.8 | 63 |  | 205663349
Trane / Mitsubishi Electric | NTXSPF09A112A* | NTXFKS09A112A* |  | 9000 | 11000 | 28.7 | 15.8 | 11.3 | 2.14 | 68 | 55 | 202373716
Trane / Mitsubishi Electric | NTXSPF12A112A* | NTXFKS12A112A* |  | 12000 | 13000 | 26.7 | 13.6 | 10.6 | 2.22 | 68 | 55 | 202373717
Trane / Mitsubishi Electric | NTXSPF18A112A* | NTXFKS18A112A* |  | 17000 | 21000 | 22 | 12.6 | 10.3 | 2.14 | 61 | 45 | 202373719
Trane / Mitsubishi Electric | NTXSPF15A112A* | NTXFKS15A112A* |  | 15000 | 18000 | 22.2 | 13.5 | 10.7 | 2.26 | 67 | 53 | 202373718
Trane / Mitsubishi Electric | NTXSKS15A112AA | NTXCKS15A112AA |  | 14100 | 18000 | 20.7 | 12.2 | 10.7 | 2.5 | 66 | 52 | 202392229
Trane / Mitsubishi Electric | NTXSKS09A112AA | NTXCKS09A112AA |  | 9000 | 11000 | 24 | 13.4 | 10 | 1.81 | 63 | 47 | 202392213
Trane / Mitsubishi Electric | NTXSKS12A112AA | NTXCKS12A112AA |  | 12000 | 13000 | 22 | 13.3 | 9.7 | 2 | 68 | 55 | 202392221
Trane / Mitsubishi Electric | NTXSKS18A112AA | NTXCKS18A112AA |  | 17700 | 19700 | 21 | 12.5 | 10 | 2.31 | 65 | 51 | 202392237
Trane / Mitsubishi Electric | TRUZH0241HA10NA | TPLA0A0241EA70A |  | 24000 | 28000 | 21.6 | 14 | 10 | 2.04 | 62 | 46 | 206223014
Trane / Mitsubishi Electric | TRUZH0241HA10NA | TPKA0A0241KA70A |  | 24000 | 28000 | 19.5 | 12.6 | 9.5 | 1.92 | 61 | 46 | 206223068
Trane / Mitsubishi Electric | NTXSPF12A112A* | NAXFKS12A112A* |  | 12000 | 13000 | 26.7 | 13.6 | 10.6 | 2.22 | 68 | 55 | 206709468
Trane / Mitsubishi Electric | NTXSPF09A112A* | NAXFKS09A112A* |  | 9000 | 11000 | 28.7 | 15.8 | 11.3 | 2.14 | 68 | 55 | 206709467
Trane / Mitsubishi Electric | NTXSPF15A112A* | NAXFKS15A112A* |  | 15000 | 18000 | 22.2 | 13.5 | 10.7 | 2.26 | 67 | 53 | 206709469
Trane / Mitsubishi Electric | NTXSPF18A112A* | NAXFKS18A112A* |  | 17000 | 21000 | 22 | 12.6 | 10.3 | 2.14 | 61 | 45 | 206709470
Trane / Mitsubishi Electric | NTXSPF09A112A* | MFZ-KJ09NA*** |  | 9000 | 11000 | 28.7 | 15.8 | 11.3 | 2.14 | 68 | 55 | 206709488
Trane / Mitsubishi Electric | NTXSPF12A112A* | MFZ-KJ12NA*** |  | 12000 | 13000 | 26.7 | 13.6 | 10.6 | 2.22 | 68 | 55 | 206709489
Trane / Mitsubishi Electric | NTXSPF15A112A* | MFZ-KJ15NA*** |  | 15000 | 18000 | 22.2 | 13.5 | 10.7 | 2.26 | 67 | 53 | 206709490
Trane / Mitsubishi Electric | NTXSPF18A112A* | MFZ-KJ18NA*** |  | 17000 | 21000 | 22 | 12.6 | 10.3 | 2.14 | 61 | 45 | 206709491
Mitsubishi Electric | SUZ-KA09NA2 | MLZ-KP09NA* |  | 9000 | 12000 | 20.2 | 12.6 | 11.9 | 2.75 | 64 | 49 | 207699119
Mitsubishi Electric | SUZ-KA09NAH2 | MLZ-KP09NA* |  | 9000 | 12000 | 20.2 | 12.6 | 10.2 | 2.14 | 64 | 49 | 207699120
Mitsubishi Electric | SUZ-KA18NAH2 | MLZ-KP18NA* |  | 18000 | 20000 | 22.9 | 12.5 | 10 | 2.23 | 66 | 52 | 207699126
Mitsubishi Electric | SUZ-KA12NAH2 | MLZ-KP12NA* |  | 12000 | 15400 | 21.7 | 12.2 | 9.7 | 2.06 | 64 | 50 | 207699123
Mitsubishi Electric | SUZ-KA18NA2 | MLZ-KP18NA* |  | 18000 | 20000 | 22.9 | 12.5 | 10.5 | 2.5 | 66 | 52 | 207699125
Mitsubishi Electric | MUZ-GL15NA*** | MSZ-GL15NA*** |  | 14000 | 18000 | 21 | 13 | 11 | 2.79 | 67 | 54 | 202680596
Mitsubishi Electric | MUZ-GL12NA*** | MSZ-GL12NA*** |  | 12000 | 14400 | 23.1 | 13 | 10.7 | 2.71 | 64 | 49 | 202680595
Mitsubishi Electric | MUZ-GL09NA*** | MSZ-GL09NA*** |  | 9000 | 10900 | 24.3 | 15.4 | 10.9 | 2.45 | 61 | 46 | 202680594
Trane / Mitsubishi Electric | TRUZH0241HA10NA | TPCA0A0241KA70A |  | 23000 | 28000 | 18.7 | 12.5 | 9.5 | 1.9 | 63 | 48 | 206223069
Mitsubishi Electric | MUZ-GS18NA*** | MSZ-GS18NA*** |  | 18000 | 21600 | 21.5 | 13.45 | 10.3 | 2.41 | 62 | 46 | 207679245
Mitsubishi Electric | MUZ-FW12NAHZ*** | NAXVFW0012A121A |  | 12000 | 13200 | 29.5 | 15.3 | 12.575 | 2.59 | 69 | 87 | 211626474
Mitsubishi Electric | MUZ-FW09NAHZ*** | NAXVFW0009A121A |  | 9000 | 12000 | 33 | 18.4 | 13.3 | 2.59 | 63 | 96 | 211626473
Mitsubishi Electric | MUZ-FW06NAHZ*** | NAXVFW0006A121A |  | 6000 | 9000 | 35 | 21.4 | 13.3 | 2.42 | 68 | 134 | 211626472
Mitsubishi Electric | MUZ-FW12NAZ*** | NAXVFW0012A121A |  | 12000 | 13200 | 29.5 | 15.3 | 12.575 | 2.59 | 69 | 87 | 211626471
Mitsubishi Electric | MUZ-FW09NAZ*** | NAXVFW0009A121A |  | 9000 | 12000 | 33 | 18.4 | 13.3 | 2.59 | 63 | 96 | 211626470
Mitsubishi Electric | MUZ-FW06NAZ*** | NAXVFW0006A121A |  | 6000 | 9000 | 35 | 21.4 | 13.3 | 2.42 | 68 | 134 | 211626469
Mitsubishi Electric | MUZ-FW12NAHZ*** | NTXVFW0012A121A |  | 12000 | 13200 | 29.5 | 15.3 | 12.575 | 2.59 | 69 | 87 | 211626468
Mitsubishi Electric | MUZ-FW09NAHZ*** | NTXVFW0009A121A |  | 9000 | 12000 | 33 | 18.4 | 13.3 | 2.59 | 63 | 96 | 211626467
Mitsubishi Electric | MUZ-FW06NAHZ*** | NTXVFW0006A121A |  | 6000 | 9000 | 35 | 21.4 | 13.3 | 2.42 | 68 | 134 | 211626466
Mitsubishi Electric | MUZ-FW12NAZ*** | NTXVFW0012A121A |  | 12000 | 13200 | 29.5 | 15.3 | 12.575 | 2.59 | 69 | 87 | 211626465
Mitsubishi Electric | MUZ-FW09NAZ*** | NTXVFW0009A121A |  | 9000 | 12000 | 33 | 18.4 | 13.3 | 2.59 | 63 | 96 | 211626464
Mitsubishi Electric | MUZ-FW06NAZ*** | NTXVFW0006A121A |  | 6000 | 9000 | 35 | 21.4 | 13.3 | 2.42 | 68 | 134 | 211626463
Mitsubishi Electric | NTXSFWB012A121A | MSZ-FW12NA*** |  | 12000 | 13200 | 29.5 | 15.3 | 12.575 | 2.59 | 69 | 87 | 211626462
Mitsubishi Electric | NTXSFWH012A121A | MSZ-FW12NA*** |  | 12000 | 13200 | 29.5 | 15.3 | 12.575 | 2.59 | 69 | 87 | 211626461
Mitsubishi Electric | NTXSFWB009A121A | MSZ-FW09NA*** |  | 9000 | 12000 | 33 | 18.4 | 13.3 | 2.59 | 63 | 96 | 211626460
Mitsubishi Electric | NTXSFWH009A121A | MSZ-FW09NA*** |  | 9000 | 12000 | 33 | 18.4 | 13.3 | 2.59 | 63 | 96 | 211626459
Mitsubishi Electric | NTXSFWB006A121A | MSZ-FW06NA*** |  | 6000 | 9000 | 35 | 21.4 | 13.3 | 2.42 | 68 | 134 | 211626458
Mitsubishi Electric | NTXSFWH006A121A | MSZ-FW06NA*** |  | 6000 | 9000 | 35 | 21.4 | 13.3 | 2.42 | 68 | 134 | 211626457
Mitsubishi Electric | MUZ-FW12NAHZ*** | MSZ-FW12NA*** |  | 12000 | 13200 | 29.5 | 15.3 | 12.575 | 2.59 | 69 | 87 | 211626456
Mitsubishi Electric | MUZ-FW09NAHZ*** | MSZ-FW09NA*** |  | 9000 | 12000 | 33 | 18.4 | 13.3 | 2.59 | 63 | 96 | 211626455
Mitsubishi Electric | MUZ-FW06NAHZ*** | MSZ-FW06NA*** |  | 6000 | 9000 | 35 | 21.4 | 13.3 | 2.42 | 68 | 134 | 211626454
Mitsubishi Electric | MUZ-FW12NAZ*** | MSZ-FW12NA*** |  | 12000 | 13200 | 29.5 | 15.3 | 12.575 | 2.59 | 69 | 87 | 211626453
Mitsubishi Electric | MUZ-FW09NAZ*** | MSZ-FW09NA*** |  | 9000 | 12000 | 33 | 18.4 | 13.3 | 2.59 | 63 | 96 | 211626452
Mitsubishi Electric | MUZ-FW06NAZ*** | MSZ-FW06NA*** |  | 6000 | 9000 | 35 | 21.4 | 13.3 | 2.42 | 68 | 134 | 211626451
Mitsubishi Electric | SUZ-KA18NA2 | SLZ-KF18NA* |  | 17700 | 19700 | 21 | 12.5 | 10 | 2.31 | 65 | 51 | 211289254
Mitsubishi Electric | SUZ-KA15NAH2 | SLZ-KF15NA* |  | 14100 | 18000 | 20.7 | 12.2 | 9.6 | 2.08 | 66 | 52 | 211289252
Mitsubishi Electric | SUZ-KA15NA2 | SLZ-KF15NA* |  | 14100 | 18000 | 20.7 | 12.2 | 10.7 | 2.5 | 66 | 52 | 211289251
Mitsubishi Electric | SUZ-KA09NA2 | SLZ-KF09NA* |  | 9000 | 11000 | 24 | 13.4 | 10 | 1.81 | 63 | 47 | 211289244
Trane / Mitsubishi Electric | NTXSMT09A111A* | MSZ-JP09WA*** |  | 9000 | 10900 | 20 | 12 | 10 | 2.37 | 100 | 46 | 209832236
Trane / Mitsubishi Electric | NTXSKS09A112** | NTXUKS09A112** |  | 9000 | 12000 | 20.2 | 12.6 | 11.9 | 2.75 | 64 | 49 | 207699145
Trane / Mitsubishi Electric | NTXSKS18A112** | NTXUKS18A112** |  | 18000 | 20000 | 22.9 | 12.5 | 10.5 | 2.5 | 66 | 52 | 207699143
Stealth Comfort | SC-09ZGLD-HP230 | SC-09WGLD-HP230 |  | 9100 | 10500 | 25.5 | 14.7 | 10.2 | 1.86 | 67 | 87 | 208650759
DIYCOOL | SC-09ZGLD-HP230 | SC-09WGLD-HP230 |  | 9100 | 10500 | 25.5 | 14.7 | 10.2 | 1.86 | 67 | 87 | 208650750
ACIQ | SC-09ZGLD-HP230 | SC-09WGLD-HP230 |  | 9100 | 10500 | 25.5 | 14.7 | 10.2 | 1.86 | 67 | 87 | 208650741
WABBAN | BB09HXP2A1DO | BB09HXP2A1DI |  | 9100 | 10500 | 25.5 | 14.7 | 10.2 | 1.86 | 67 | 87 | 210627716
GIBSON | GXH09(2.6)LSK4DH2 | GHH09(2.6)LUK4DH2 |  | 9100 | 10500 | 25.5 | 14.7 | 10.2 | 1.86 | 67 | 87 | 210534170
AIRTEMP | GXH09(2.6)LSK4DH2 | GHH09(2.6)LUK4DH2 |  | 9100 | 10500 | 25.5 | 14.7 | 10.2 | 1.86 | 67 | 87 | 210534161
ACD | PUD09KCH25S-O | PUD09KCH25S-I |  | 9100 | 10500 | 25.5 | 14.7 | 10.2 | 1.86 | 67 | 87 | 210534142
GREE | GWH09AGCXD-D3DNA1A/O | GWH09AGCXD-D3DN***/I |  | 9100 | 10500 | 25.5 | 14.7 | 10.2 | 1.86 | 67 | 87 | 207708810
RUNTRU | M4THS2309A11N** | M4MHW2309A1N0** |  | 9100 | 11000 | 23 | 14.3 | 9.5 | 1.93 | 66 | 82 | 207642984
Ameristar | M4THS2309A11N** | M4MHW2309A1N0** |  | 9100 | 11000 | 23 | 14.3 | 9.5 | 1.93 | 66 | 82 | 207642983
GREE | GWH24ACEXH-S3DNA1A/O | GWH24ACEXH-S3DN***/I |  | 22000 | 24000 | 22.5 | 13.3 | 9.5 | 1.88 | 60 | 92 | 212386795
GREE | 3VIR09HP230V1BO | 3VIR09HP230V1BH |  | 9100 | 10500 | 25.5 | 14.7 | 10.2 | 1.86 | 67 | 87 | 211755705
GREE | GWH09AGCXD-D3DNA1A/O | GWH09AFCXD-D3DN***/I |  | 9100 | 10500 | 25.5 | 14.7 | 10.2 | 1.86 | 67 | 87 | 209248930
GREE | GWH09AGCXD-D3DNA1A/O | GWH09QCXD-D3DN***/I |  | 9100 | 10500 | 25.5 | 14.7 | 10.2 | 1.86 | 67 | 87 | 209248929
LBG Products | LBH09DWO | LBH09DWI |  | 9100 | 11000 | 23 | 14.3 | 9.5 | 1.93 | 66 | 82 | 206853245
GREE | GWH09QC-D3DNC4B/O | GWH09QC-D3DN***/I |  | 9100 | 11000 | 23 | 14.3 | 9.5 | 1.93 | 66 | 82 | 206791547
1HVAC | SC-09ZGLD-HP230 | SC-09WGLD-HP230 |  | 9100 | 10500 | 25.5 | 14.7 | 10.2 | 1.86 | 67 | 87 | 208650732
AireForce | GXH09(2.6)LSK4DH2 | GHH09(2.6)LUK4DH2 |  | 9100 | 10500 | 25.5 | 14.7 | 10.2 | 1.86 | 67 | 87 | 211635186
GREE | 3VIR09HP230V1BO | 3VIR09HP230V1AH |  | 9100 | 10500 | 25.5 | 14.7 | 10.2 | 1.86 | 67 | 87 | 210278967
TOSOT | TW09HXP2A1DO | TW09HXP2A1DI |  | 9100 | 10500 | 25.5 | 14.7 | 10.2 | 1.86 | 67 | 87 | 211177520
AC PRO.COM | AWH09AGCXD-D3DNA1A/O | AWH09QCXD-D3DNB8A/I |  | 9100 | 10500 | 25.5 | 14.7 | 10.2 | 1.86 | 67 | 87 | 210838007
KINGHOME | KW09HQ25SDO | KW09HQ25SDI |  | 9100 | 10500 | 25.5 | 14.7 | 10.2 | 1.86 | 67 | 87 | 209847249
TOSOT | TWH09AG25A2DO | TWH09AG25A2DI |  | 9100 | 10500 | 25.5 | 14.7 | 10.2 | 1.86 | 67 | 87 | 210485384
PANASONIC | CU-XE18WKUA | CS-XE18WKUAW |  | 18000 | 20400 | 22 | 13.2 | 10.9 | 2.05 | 86 | 86 | 205047854
J-KU | JKS12HP230V1XC | JKS12HP230V1XE |  | 12000 | 12000 | 23.5 | 15.4 | 9.8 | 1.75 | 58 | 70 | 211583740
PIONEER | YN024GHFI25RPH | WF024GHFI25HLH |  | 24000 | 26000 | 21 | 12.5 | 10 | 1.75 | 60 | 70 | 211583737
AIR-CON | ABHCI4H4S24 | ABHEM4H4S24 |  | 24000 | 26000 | 21 | 12.5 | 10 | 1.75 | 60 | 70 | 211583436
HISENSE | AUW-18U3SF | AST-18UW3SBBDL00 |  | 18000 | 19000 | 22 | 13.1 | 9.6 | 2.3 | 63 | 70 | 211302340
HISENSE | AS-24UW3SKK00 | AS-24UW3SKK**00 |  | 24000 | 26000 | 21 | 12.5 | 10 | 1.75 | 60 | 70 | 208193235
WESTINGHOUSE | WHZ12SZA21S | WHZ12WMA21S |  | 12000 | 12000 | 23.5 | 15.4 | 9.8 | 1.75 | 58 | 70 | 207337195
HITACHI | RAS-2.0PNNBDH1 | RPK-2.0PNN1DH |  | 18000 | 19000 | 22 | 13.1 | 9.6 | 2.3 | 63 | 70 | 207656962
ZEPHYR | ZE-24UH24SCO | ZE-24UH24SCI |  | 24000 | 26000 | 21 | 12.5 | 10 | 1.75 | 60 | 70 | 208287545
Innovair | WIN24H7H51(O) | WIN24H7H51(I) |  | 24000 | 26000 | 21 | 12.5 | 10 | 1.75 | 60 | 70 | 208286577
HISENSE | AUW-18U3SF | AST-18UW3SBBTV00 |  | 18000 | 19000 | 22 | 13.1 | 9.6 | 2.3 | 63 | 70 | 207641266
WABBAN | BB12UW3SXATE00/O | BB12UW3SXATE00/I |  | 12000 | 12000 | 23.5 | 15.4 | 9.8 | 1.75 | 58 | 70 | 202021966
HISENSE | AS-09UR3SXE00 | AS-09UR3SXETG00 |  | 9000 | 10000 | 27.5 | 15.5 | 10 | 2.1 | 60 | 70 | 10268751
WINDAIR | DWH12UW3SXATE00/O | DWH12UW3SXATE00/I |  | 12000 | 12000 | 23.5 | 15.4 | 9.8 | 1.75 | 58 | 70 | 202021942
MANUFLOW | AS-12UW3SXADJ(O) | AS-12UW3SXADJ(I) |  | 12000 | 12000 | 23.5 | 15.4 | 9.8 | 1.75 | 58 | 70 | 202021916
HISENSE | AS-12UW3SXA00 | AS-12UW3SXA**00 |  | 12000 | 12000 | 23.5 | 15.4 | 9.8 | 1.75 | 58 | 70 | 201981254
Pioneer | YN012GLFI22RPD | WT012GLFI22HLD |  | 12000 | 12000 | 23 | 13 | 9.5 | 1.8 | 63 | 76 | 207743769
AIRGREAN | AG-12IR410AHS23 | AG-12IR410AHS23 |  | 12000 | 12000 | 23 | 13 | 9.5 | 1.8 | 63 | 76 | 207874690
ForestAir | FA-H12-D23TL/O-ES | FA-H12-D23TL/I-ES |  | 12000 | 12000 | 23 | 13 | 9.5 | 1.8 | 63 | 76 | 207797362
EQK | KCM23S12P2QOT | KCM23S12P2QIT |  | 12000 | 12000 | 23 | 13 | 9.5 | 1.8 | 63 | 76 | 208330277
KANIONco | KWSM-12IR410AHS23 | KWSM-12IR410AHS23 |  | 12000 | 12000 | 23 | 13 | 9.5 | 1.8 | 63 | 76 | 209248937
SKM AIR CONDITIONING EQUIPMENT | MSKM-12 | MSKM-12 |  | 12000 | 12000 | 23 | 13 | 9.5 | 1.8 | 63 | 76 | 208842429
GENERALLUX | TSC-GL-12HA2/I3TO23 | TSC-GL-12HA2/I3TI23 |  | 12000 | 12000 | 23 | 13 | 9.5 | 1.8 | 63 | 76 | 209457664
TCL | TSC-12HA2/I3TI23 | TSC-12HA2/I3TI23-I |  | 12000 | 12000 | 23 | 13 | 9.5 | 1.8 | 63 | 76 | 207688890
KLIMA CONTROL | KCM23S12P2QOT | KCM23S12P2QIT |  | 12000 | 12000 | 23 | 13 | 9.5 | 1.8 | 63 | 76 | 208480444
TOP LIFE | TOP-12HA2/TI23-O | TOP-12HA2/TI23-I |  | 12000 | 12000 | 23 | 13 | 9.5 | 1.8 | 63 | 76 | 210448881
DAIZUKI | DXTH12C426A-23 | DXTH12E426A-23 |  | 12000 | 12000 | 23 | 13 | 9.5 | 1.8 | 63 | 76 | 211158693
FUJIECO | FES-12H2TK-ES(O) | FES-12H2TK-ES(I) |  | 12000 | 12000 | 23 | 13 | 9.5 | 1.8 | 63 | 76 | 211306452
AIR-CON | ALPCI4H4E12 | ALPEM4H4E12 |  | 12000 | 12000 | 23 | 13 | 9.5 | 1.8 | 63 | 76 | 211694652
ZERO | ZMSB-12HVT-USHH | ZMSB-12HVT-USHH |  | 12000 | 12000 | 23 | 13 | 9.5 | 1.8 | 63 | 76 | 212349507
ApooDr | ATPRO23-12H220V1B | ATPRO23-12H220V1A |  | 12000 | 12000 | 23 | 13 | 9.5 | 1.8 | 63 | 76 | 212390861
TURBRO | GL12K230-O | GL12K230-I |  | 12000 | 12000 | 23 | 13 | 9.5 | 1.8 | 63 | 76 | 212386867
HAIER | 1U09EH2VHE* | AW09EH2VHD* |  | 9000 | 10000 | 30 | 16 | 14 | 1.8 | 65 | 59 | 206445819
HAIER | 1U12EH2VHE* | AW12EH2VHD* |  | 12000 | 14500 | 27 | 15 | 12 | 1.8 | 64 | 65 | 206389351
HAIER | 1U18EH2VHE* | AW18EH2VHD* |  | 18000 | 20000 | 23 | 13 | 11 | 1.8 | 77 | 64 | 206445820
GE Appliances | ASH109URDSE* | ASYW09URDWD* |  | 9000 | 10000 | 30 | 16 | 14 | 1.8 | 65 | 59 | 206842132
GE Appliances | ASH112URDSE* | ASYW12URDWD* |  | 12000 | 14500 | 27 | 15 | 12 | 1.8 | 64 | 65 | 206842133
GE Appliances | ASH118URDSE* | ASYW18URDWD* |  | 18000 | 20000 | 23 | 13 | 11 | 1.8 | 77 | 64 | 206842134
HAIER | 1U09EH2HE** | AW09EH2HE** |  | 9000 | 10000 | 30 | 16 | 14 | 1.9 | 78 | 106 | 212409447
HAIER | 1U12EH2HE** | AW12EH2HE** |  | 12000 | 14500 | 27.5 | 15 | 12.5 | 1.9 | 74 | 103 | 212409448
HAIER | 1U18EH2HE** | AW18EH2HE** |  | 17800 | 20000 | 23 | 13 | 12 | 1.9 | 77 | 90 | 212409449
GE Appliances | ASH109URDE** | ASYW09URDE** |  | 9000 | 10000 | 30 | 16 | 14 | 1.9 | 78 | 106 | 212409456
GE Appliances | ASH112URDE** | ASYW12URDE** |  | 12000 | 14500 | 27.5 | 15 | 12.5 | 1.9 | 74 | 103 | 212409457
GE Appliances | ASH118URDE** | ASYW18URDE** |  | 17800 | 20000 | 23 | 13 | 12 | 1.9 | 77 | 90 | 212409458
HAIER | 1U24TL2HF** | AW24TL2HF** |  | 23000 | 26000 | 20 | 11 | 9.5 | 1.75 | 65 | 84 | 207769097
GE Appliances | ASH124TRDF** | ASYW24TRDF** |  | 23000 | 26000 | 20 | 11 | 9.5 | 1.75 | 65 | 84 | 207769100
HAIER | 1U12AP2VHA | AW12ES2VHB |  | 12000 | 13000 | 23 | 12.5 | 10.2 | 1.8 | 82 | 66 | 202583711
HAIER | 1U24AP2VHA | AW24ES2VHB |  | 22000 | 27600 | 20 | 12.5 | 9.5 | 1.8 | 69 | 55 | 202583713
GE Appliances | ASH112PRDWA | ASYW12PRDWB |  | 12000 | 13000 | 23 | 12.5 | 10.2 | 1.8 | 82 | 66 | 202588311
GE Appliances | ASH124PRDWA | ASYW24PRDWB |  | 22000 | 27600 | 20 | 12.5 | 9.5 | 1.8 | 69 | 55 | 202588314
HAIER | 1U09AP2HD** | AW09AP2HD** |  | 9000 | 10000 | 23.5 | 14.5 | 9.6 | 1.8 | 58 | 85 | 211709317
HAIER | 1U12AP2HD** | AW12AP2HD** |  | 12000 | 13000 | 23 | 12.5 | 10.5 | 1.8 | 77 | 80 | 211709318
HAIER | 1U15AP2HD** | AW15AP2HD** |  | 15000 | 16000 | 21.5 | 12.5 | 9.6 | 1.8 | 73 | 89 | 211709319
HAIER | 1U18AP2HD** | AW18AP2HD** |  | 17000 | 21000 | 21 | 12.5 | 9.6 | 1.8 | 65 | 73 | 211709320
HAIER | 1U24AP2HD** | AW24AP2HD** |  | 22000 | 27600 | 20 | 12.5 | 9.6 | 1.8 | 69 | 72 | 211709321
GE Appliances | ASH109PRDB** | ASYW09PRDB** |  | 9000 | 10000 | 23.5 | 14.5 | 9.6 | 1.8 | 58 | 85 | 211709322
GE Appliances | ASH112PRDB** | ASYW12PRDB** |  | 12000 | 13000 | 23 | 12.5 | 10.5 | 1.8 | 77 | 80 | 211709323
GE Appliances | ASH115PRDB** | ASYW15PRDB** |  | 15000 | 16000 | 21.5 | 12.5 | 9.6 | 1.8 | 73 | 89 | 211709324
GE Appliances | ASH118PRDB** | ASYW18PRDB** |  | 17000 | 21000 | 21 | 12.5 | 9.6 | 1.8 | 65 | 73 | 211709325
GE Appliances | ASH124PRDB** | ASYW24PRDB** |  | 22000 | 27600 | 20 | 12.5 | 9.6 | 1.8 | 69 | 72 | 211709326
HAIER | 1U18AP2VHA | AW18ES2VHB |  | 17000 | 22000 | 21 | 12.5 | 9.5 | 1.8 | 64 | 50 | 202583710
HAIER | 1U15AP2VHA | AW15ES2VHB |  | 15000 | 16000 | 21.5 | 12.5 | 9.6 | 1.8 | 75 | 69 | 202583712
GE Appliances | ASH115PRDWA | ASYW15PRDWB |  | 15000 | 16000 | 21.5 | 12.5 | 9.6 | 1.8 | 75 | 69 | 202588312
GE Appliances | ASH118PRDWA | ASYW18PRDWB |  | 17000 | 22000 | 21 | 12.5 | 9.5 | 1.8 | 64 | 50 | 202588313
HAIER | 1U24LP2HD** | AW24TL2HF** |  | 24000 | 26000 | 21 | 11 | 10 | 1.8 | 65 | 85 | 211744601
GE Appliances | ASH124UCDD** | ASYW24TRDF** |  | 24000 | 26000 | 21 | 11 | 10 | 1.8 | 65 | 85 | 211744609
GE Appliances | ASH109PRDWA | ASYW09PRDWB |  | 9000 | 10000 | 23.5 | 14.5 | 9.5 | 1.8 | 62 | 46 | 202588310
HAIER | 1U09AP2VHA | AW09ES2VHB |  | 9000 | 10000 | 23.5 | 14.5 | 9.5 | 1.8 | 62 | 46 | 202583709
Haier | 1U24SU3ERE1 | AS24NE1HRE1 |  | 22000 | 27600 | 19.5 | 12 | 9.5 | 1.76 | 69 | 72 | 210917974
Haier | 1U18RU3ERE1 | AS18NE1HRE1 |  | 17000 | 21000 | 20.5 | 12 | 9.5 | 1.76 | 66 | 71 | 210917973
Haier | 1U12QU3ERE1 | AS12NC1HRE1 |  | 12000 | 13000 | 22.5 | 12 | 10 | 1.76 | 77 | 77 | 210917972
Bonaire | CRC7000012O | CRC7000012I |  | 12000 | 13000 | 22.5 | 12 | 10 | 1.76 | 77 | 77 | 211158653
Bonaire | CRC7000018O | CRC7000018I |  | 17000 | 21000 | 20.5 | 12 | 9.5 | 1.76 | 66 | 71 | 211158654
Bonaire | CRC7000024O | CRC7000024I |  | 22000 | 27600 | 19.5 | 12 | 9.5 | 1.76 | 69 | 72 | 211158655
Hitachi | RAC-PH24WHLAE | RAS-PH24PHLAE |  | 22000 | 25000 | 20 | 13.2 | 10.5 | 1.9 | 103 | 86 | 207200483
Hitachi | RAC-PH18WHLAE | RAS-PH18PHLAE |  | 18000 | 21600 | 20.5 | 13.5 | 10.5 | 1.9 | 116 | 106 | 207200484
Hitachi | RAC-PH12WHLAE | RAS-PH12PHLAE |  | 12000 | 14500 | 20.5 | 13 | 10.9 | 1.9 | 121 | 100 | 207200482
Hitachi | RAC-PH09WHLAE | RAS-PH09PHLAE |  | 9000 | 12000 | 20 | 13.2 | 11.2 | 1.9 | 122 | 100 | 207200481
Hitachi | RAC-SH09WHLAE | RAS-SH09RHLAE |  | 9000 | 11000 | 20.5 | 14 | 10.3 | 2.25 | 87 | 73 | 206907172
Hitachi | RAC-SH12WHLAE | RAS-SH12RHLAE |  | 12000 | 14000 | 20 | 12.5 | 10.2 | 2.25 | 87 | 71 | 206907173
Hitachi | RAC-SH24WHLAE | RAS-SH24RHLAE |  | 22000 | 25000 | 20.5 | 12.5 | 9.7 | 2.25 | 85 | 73 | 206143042
HISENSE | AUW-18U3SF | AST-18UW3SBB**00 |  | 18000 | 19000 | 22 | 13.1 | 9.6 | 2.3 | 63 | 70 | 212621377
Dawes | DAWES-CHD12USA | DAWES-CHD12USA |  | 12000 | 12000 | 23 | 13 | 9.5 | 1.8 | 63 | 76 | 212394361
DAIKIN | RXS12LVJU | FTXS12LVJU |  | 12000 | 14400 | 22.5 | 12.8 | 10.5 | 1.8 | 64 | 56 | 5265755
DAIKIN | RXS15LVJU | FTXS15LVJU |  | 15000 | 18000 | 20 | 14.4 | 10.5 | 1.8 | 66 | 56 | 5265756
DAIKIN | RXL09QMVJU* | FTX09NMVJU* |  | 9000 | 10900 | 19.5 | 12.5 | 10 | 1.8 | 61 | 92 | 207776277
DAIKIN | RXL09QMVJU* | FVXS09NVJU |  | 9000 | 10100 | 19.5 | 12.5 | 9.7 | 1.8 | 61 | 99 | 207776280
DAIKIN | RXM09WVJU* | FTXM09WVJU* |  | 9000 | 11000 | 27.4 | 16.3 | 11.2 | 1.8 | 60 | 100 | 212494257
DAIKIN | RXM12WVJU* | FTXM12WVJU* |  | 12000 | 13600 | 25.2 | 13.2 | 10.7 | 1.8 | 63 | 100 | 212494258
DAIKIN | RXM18WVJU* | FTXM18WVJU* |  | 18000 | 21600 | 22.7 | 12.5 | 10 | 1.75 | 71 | 100 | 212494259
DAIKIN | RXM24WVJU* | FTXM24WVJU* |  | 21600 | 24000 | 22 | 12 | 10 | 1.8 | 67 | 98 | 212494260
DAIKIN | RXL12WMVJU* | FTX12WMVJU* |  | 10600 | 13400 | 19.5 | 11.5 | 10 | 1.8 | 66 | 81 | 212506076
DAIKIN | RXL15WMVJU* | FTX15WMVJU* |  | 15000 | 18300 | 19.5 | 12 | 10 | 1.8 | 63 | 80 | 212506077
DAIKIN | RXL09WMVJU* | FTX09WMVJU* |  | 9000 | 10900 | 19.5 | 11.5 | 10 | 1.8 | 61 | 88 | 212521705
DAIKIN | RXL09WMVJU* | FVXS09WVJU* |  | 9000 | 10100 | 19.5 | 11.5 | 9.7 | 1.8 | 61 | 97 | 212521709
DAIKIN | RXS09LVJU | FTXS09LVJU |  | 9000 | 12000 | 24.5 | 15.3 | 11 | 1.8 | 64 | 63 | 5265753
CENTURY | A-VMH18SV-1 | B-VMH18SV-1 |  | 18000 | 18000 | 21.5 | 12.5 | 11.3 | 1.8 | 83 | 100 | 212940816
CENTURY | A-VMH12SV-1 | B-VMH12SV-1 |  | 12000 | 12000 | 25.5 | 14 | 10.4 | 1.8 | 83 | 100 | 212940815
CENTURY | A-VMH09SV-1 | B-VMH09SV-1 |  | 9000 | 12000 | 28.1 | 16.2 | 11.5 | 2 | 79 | 88 | 212940814
CENTURY | A-VMH24SV-1 | B-VMH24SV-1 |  | 24000 | 29000 | 21.5 | 13 | 11.4 | 2.21 | 73 | 86 | 212940817
CENTURY | A-VMH06SV-1 | B-VMH06SV-1 |  | 6000 | 7000 | 26.5 | 15.8 | 13.6 | 2.1 | 121 | 107 | 212940813
ZERO | ZSOV-48HDM-US | ZEV-48HDM-US |  | 48000 | 50000 | 18.9 | 9.3 | 10 | 1.85 | 58 | 70 | 212928566
ZERO | ZSOV-24HDM-US | ZEV-24HDM-US |  | 24000 | 24000 | 21.2 | 12.5 | 10.3 | 2.2 | 67 | 76 | 212928564
RUUD | RO1HFZ15AJ2S | RIFHFZ15AJ2S |  | 14200 | 18000 | 20.3 | 12.5 | 10.7 | 1.84 | 64 | 101 | 210368081
RHEEM | ROSH09AFFHJ | RIFH09AVFJ |  | 9000 | 12000 | 26 | 16 | 11.6 | 1.9 | 63 | 112 | 10595383
RUUD | ROSH09AFFHJ | RIFH09AVFJ |  | 9000 | 12000 | 26 | 16 | 11.6 | 1.9 | 63 | 112 | 206221508
RHEEM | RO1HFZ15AJ2S | RIFHFZ15AJ2S |  | 14200 | 18000 | 20.3 | 12.5 | 10.7 | 1.84 | 64 | 101 | 210368080
RHEEM | RO1HFZ09AJ2H | RIFHFZ09AJ2S |  | 9000 | 12000 | 26 | 16 | 11.6 | 1.9 | 63 | 112 | 210368082
FUJITSU | AOU15RLFFH | AGU15RLF |  | 14200 | 18000 | 20.3 | 12.5 | 10.5 | 1.84 | 64 | 101 | 6937311
FUJITSU | AOU12RLFFH | AGU12RLF |  | 12000 | 16000 | 22.7 | 13.1 | 11 | 1.9 | 66 | 84 | 6937310
RUUD | RO1HFZ09AJ2H | RIFHFZ09AJ2S |  | 9000 | 12000 | 26 | 16 | 11.6 | 1.9 | 63 | 112 | 210368083
RHEEM | RO1HFZ12AJ2S | RIFHFZ12AJ2S |  | 12000 | 16000 | 22.7 | 13.1 | 11.2 | 1.9 | 66 | 84 | 210368078
FUJITSU | AOU15RLFF | AGU15RLF |  | 14200 | 18000 | 20.3 | 12.5 | 10.7 | 1.84 | 64 | 101 | 6936997
RUUD | RO1HFZ12AJ2S | RIFHFZ12AJ2S |  | 12000 | 16000 | 22.7 | 13.1 | 11.2 | 1.9 | 66 | 84 | 210368079
RUUD | ROSH12AFFJ | RIFH12AVFJ |  | 12000 | 16000 | 22.7 | 13.1 | 11.2 | 1.9 | 66 | 84 | 206221512
RUUD | RO1HFZ09AJ2S | RIFHFZ09AJ2S |  | 9000 | 12000 | 26 | 16 | 11.8 | 1.9 | 63 | 112 | 210368077
RUUD | UOSH12AFFJ | RIFH12AVFJ |  | 12000 | 16000 | 22.7 | 13.1 | 11.2 | 1.9 | 66 | 84 | 10595395
RHEEM | ROSH12AFFJ | RIFH12AVFJ |  | 12000 | 16000 | 22.7 | 13.1 | 11.2 | 1.9 | 66 | 84 | 10595394
FUJITSU | AOU12RLFF | AGU12RLF |  | 12000 | 16000 | 22.7 | 13.1 | 11.2 | 1.9 | 66 | 84 | 6936996
RHEEM | ROSH15AFFJ | RIFH15AVFJ |  | 14200 | 18000 | 20.3 | 12.5 | 10.7 | 1.84 | 64 | 101 | 10595396
RUUD | UOSH15AFFJ | RIFH15AVFJ |  | 14200 | 18000 | 20.3 | 12.5 | 10.7 | 1.84 | 64 | 101 | 10595397
RUUD | ROSH15AFFJ | RIFH15AVFJ |  | 14200 | 18000 | 20.3 | 12.5 | 10.7 | 1.84 | 64 | 101 | 206221513
FUJITSU | AOU9RLFFH | AGU9RLF |  | 9000 | 12000 | 26 | 16 | 11.6 | 1.9 | 63 | 112 | 6937309
FUJITSU | AOU9RLFF | AGU9RLF |  | 9000 | 12000 | 26 | 16 | 11.8 | 1.9 | 63 | 112 | 6936995
RHEEM | RO1HFZ09AJ2S | RIFHFZ09AJ2S |  | 9000 | 12000 | 26 | 16 | 11.8 | 1.9 | 63 | 112 | 210368076
RUUD | ROSH09AFFJ | RIFH09AVFJ |  | 9000 | 12000 | 26 | 16 | 11.8 | 1.9 | 63 | 112 | 206221511
RHEEM | ROSH09AFFJ | RIFH09AVFJ |  | 9000 | 12000 | 26 | 16 | 11.8 | 1.9 | 63 | 112 | 10595392
RHEEM | ROSH12AFFHJ | RIFH12AVFJ |  | 12000 | 16000 | 22.7 | 13.1 | 11 | 1.9 | 66 | 84 | 10595386
RUUD | UOSH12AFFHJ | RIFH12AVFJ |  | 12000 | 16000 | 22.7 | 13.1 | 11 | 1.9 | 66 | 84 | 10595387
RUUD | ROSH12AFFHJ | RIFH12AVFJ |  | 12000 | 16000 | 22.7 | 13.1 | 11 | 1.9 | 66 | 84 | 206221509
RHEEM | RO1HFZ12AJ2H | RIFHFZ12AJ2S |  | 12000 | 16000 | 22.7 | 13.1 | 11 | 1.9 | 66 | 84 | 210368084
RUUD | RO1HFZ12AJ2H | RIFHFZ12AJ2S |  | 12000 | 16000 | 22.7 | 13.1 | 11 | 1.9 | 66 | 84 | 210368085
RHEEM | ROSH15AFFHJ | RIFH15AVFJ |  | 14200 | 18000 | 20.3 | 12.5 | 10.5 | 1.84 | 64 | 101 | 10595389
RUUD | UOSH15AFFHJ | RIFH15AVFJ |  | 14200 | 18000 | 20.3 | 12.5 | 10.5 | 1.84 | 64 | 101 | 10595390
RUUD | ROSH15AFFHJ | RIFH15AVFJ |  | 14200 | 18000 | 20.3 | 12.5 | 10.5 | 1.84 | 64 | 101 | 206221510
RHEEM | RO1HFZ15AJ2H | RIFHFZ15AJ2S |  | 14200 | 18000 | 20.3 | 12.5 | 10.5 | 1.84 | 64 | 101 | 210368086
RUUD | RO1HFZ15AJ2H | RIFHFZ15AJ2S |  | 14200 | 18000 | 20.3 | 12.5 | 10.5 | 1.84 | 64 | 101 | 210368087
FUJITSU | AOU18RLXFWH | ASU18RLF |  | 18000 | 21600 | 20 | 13.3 | 10 | 2.18 | 68 | 88 | 8779045
RHEEM | ROSH18AHXHJ | RIWH18AVFJ |  | 18000 | 21600 | 20 | 13.3 | 10 | 2.18 | 68 | 88 | 10595377
RUUD | ROSH18AHXHJ | UIWH18AVFJ |  | 18000 | 21600 | 20 | 13.3 | 10 | 2.18 | 68 | 88 | 206221505
RHEEM | RO1HFZ18AJ2H | RIWHFZ18AJ2S |  | 18000 | 21600 | 20 | 13.3 | 10 | 2.18 | 68 | 88 | 210368088
RUUD | RO1HFZ18AJ2H | UIWHFZ18AJ2S |  | 18000 | 21600 | 20 | 13.3 | 10 | 2.18 | 68 | 88 | 210368089
FUJITSU | AOU24RLXFWH | ASU24RLF |  | 22000 | 25200 | 19.5 | 12.5 | 10.5 | 2.04 | 71 | 92 | 8779046
RHEEM | ROSH24AHXHJ | RIWH24AVFJ |  | 22000 | 25200 | 19.5 | 12.5 | 10.5 | 2.04 | 71 | 92 | 10595379
RUUD | ROSH24AHXHJ | UIWH24AVFJ |  | 22000 | 25200 | 19.5 | 12.5 | 10.5 | 2.04 | 71 | 92 | 206221506
RHEEM | RO1HFZ24AJ2H | RIWHFZ24AJ2S |  | 22000 | 25200 | 19.5 | 12.5 | 10.5 | 2.04 | 71 | 92 | 210368090
RUUD | RO1HFZ24AJ2H | UIWHFZ24AJ2S |  | 22000 | 25200 | 19.5 | 12.5 | 10.5 | 2.04 | 71 | 92 | 210368091
RHEEM | ROSH30AHXHJ | RIWH30AVFJ |  | 30000 | 32000 | 18.7 | 12.5 | 10 | 2.02 | 59 | 95 | 10595381
FUJITSU | AOU30RLXEH | ASU30RLE |  | 30000 | 32000 | 18.7 | 12.5 | 10 | 2.02 | 59 | 95 | 8912454
RUUD | UOSH30AHXHJ | UIWH30AVFJ |  | 30000 | 32000 | 18.7 | 12.5 | 10 | 2.02 | 59 | 95 | 10595382
RUUD | ROSH30AHXHJ | UIWH30AVFJ |  | 30000 | 32000 | 18.7 | 12.5 | 10 | 2.02 | 59 | 95 | 206221507
RHEEM | RO1HFZ30AJ2H | RIWHFZ30AJ2S |  | 30000 | 32000 | 18.7 | 12.5 | 10 | 2.02 | 59 | 95 | 210368092
FUJITSU | AOU18RGLX | AUU18RGLX |  | 18000 | 21000 | 22 | 13.4 | 10.5 | 2.32 | 59 | 86 | 202195106
RUUD | RO1HFZ30AJ2H | UIWHFZ30AJ2S |  | 30000 | 32000 | 18.7 | 12.5 | 10 | 2.02 | 59 | 95 | 210368093
RHEEM | ROSH18VGSN | RICH18AXCJ |  | 18000 | 21000 | 22 | 13.4 | 10.5 | 2.32 | 59 | 86 | 202244046
RUUD | ROSH18VGSN | RICH18AXCJ |  | 18000 | 21000 | 22 | 13.4 | 10.5 | 2.32 | 59 | 86 | 206221538
RHEEM | ROSH24VGSN | RICH24AXCJ |  | 24000 | 27000 | 20.8 | 12.8 | 10.1 | 2.04 | 61 | 86 | 202244731
FUJITSU | AOU24RGLX | AUU24RGLX |  | 24000 | 27000 | 20.8 | 12.8 | 10.1 | 2.04 | 61 | 86 | 202208444
RUUD | ROSH24VGSN | RICH24AXCJ |  | 24000 | 27000 | 20.8 | 12.8 | 10.1 | 2.04 | 61 | 86 | 206221539
RHEEM | RP1724HJVXA | RICH24AXCJ |  | 24000 | 27000 | 20.8 | 12.8 | 10.1 | 2.04 | 61 | 86 | 210839352
RUUD | RP1724HJVXA | RICH24AXCJ |  | 24000 | 27000 | 20.8 | 12.8 | 10.1 | 2.04 | 61 | 86 | 210839354
FUJITSU | AOUG09LZAS1 | ASUG09LZAS |  | 9000 | 12000 | 33.1 | 18 | 13.4 | 2.14 | 62 | 128 | 204740066
FUJITSU | AOUG09LZAH1 | ASUG09LZAS |  | 9000 | 12000 | 33.1 | 18 | 13.3 | 2 | 62 | 128 | 204740067
FUJITSU | AOUG12LZAS1 | ASUG12LZAS |  | 12000 | 16000 | 29.4 | 15.2 | 12.9 | 2.32 | 63 | 104 | 204740068
FUJITSU | AOUG12LZAH1 | ASUG12LZAS |  | 12000 | 16000 | 29.4 | 15.2 | 12.7 | 2.16 | 63 | 104 | 204740069
FUJITSU | AOUG15LZAS1 | ASUG15LZAS |  | 14500 | 18000 | 25.3 | 13.9 | 12.8 | 2.52 | 62 | 97 | 204740070
FUJITSU | AOUG15LZAH1 | ASUG15LZAS |  | 14500 | 18000 | 25.3 | 13.9 | 12.7 | 2.34 | 62 | 97 | 204740071
FUJITSU | AOUH09LMAH1 | ASUH09LMAS |  | 9000 | 12000 | 26.5 | 15.4 | 12.3 | 2 | 62 | 78 | 206263449
RHEEM | RO1HHZ09AJ2H | RIWHHZ09AJ2S |  | 9000 | 12000 | 26.5 | 15.4 | 12.3 | 2 | 62 | 78 | 210368094
RUUD | RO1HHZ09AJ2H | UIWHHZ09AJ2S |  | 9000 | 12000 | 26.5 | 15.4 | 12.3 | 2 | 62 | 78 | 210368095
FUJITSU | AOUH12LMAH1 | ASUH12LMAS |  | 12000 | 16000 | 23 | 12.5 | 11.2 | 2.18 | 64 | 64 | 206263450
RHEEM | RO1HHZ12AJ2H | RIWHHZ12AJ2S |  | 12000 | 16000 | 23 | 12.5 | 11.2 | 2.18 | 64 | 64 | 210368096
RUUD | RO1HHZ12AJ2H | UIWHHZ12AJ2S |  | 12000 | 16000 | 23 | 12.5 | 11.2 | 2.18 | 64 | 64 | 210368097
FUJITSU | AOUH09LUAS1 | ACUH09LUAS1 |  | 9000 | 12000 | 23.5 | 13.6 | 11.8 | 2.22 | 65 | 84 | 206579743
RHEEM | RO1HHZ09AJ8S | RICHHZ09AJ8S |  | 9000 | 12000 | 23.5 | 13.6 | 11.8 | 2.22 | 65 | 84 | 210824705
RUUD | RO1HHZ09AJ8S | RICHHZ09AJ8S |  | 9000 | 12000 | 23.5 | 13.6 | 11.8 | 2.22 | 65 | 84 | 210824709
RHEEM | RO1HHZ18AJ8S | RICHHZ18AJ8S |  | 17100 | 21600 | 21.5 | 12.5 | 11.2 | 2.2 | 68 | 79 | 210824718
RHEEM | RO1HHZ12AJ8S | RICHHZ12AJ8S |  | 12000 | 16000 | 23 | 12.8 | 11.3 | 2.02 | 67 | 97 | 210824712
RUUD | RO1HHZ18AJ8S | RICHHZ18AJ8S |  | 17100 | 21600 | 21.5 | 12.5 | 11.2 | 2.2 | 68 | 79 | 210824720
RUUD | RO1HHZ12AJ8S | RICHHZ12AJ8S |  | 12000 | 16000 | 23 | 12.8 | 11.3 | 2.02 | 67 | 97 | 210824714
FUJITSU | AOUH12LUAS1 | ACUH12LUAS1 |  | 12000 | 16000 | 23 | 12.8 | 11.3 | 2.02 | 67 | 97 | 206579744
FUJITSU | AOUH18LUAS1 | ACUH18LUAS1 |  | 17100 | 21600 | 21.5 | 12.5 | 11.2 | 2.2 | 68 | 79 | 206579745
RHEEM | RO1HGZ09AJ1S | RIWHGZ09AJ1S |  | 9000 | 12000 | 33.1 | 18 | 13.4 | 2.14 | 62 | 128 | 210368098
RUUD | RO1HGZ09AJ1S | UIWHGZ09AJ1S |  | 9000 | 12000 | 33.1 | 18 | 13.4 | 2.14 | 62 | 128 | 210368099
FUJITSU | AOUG09LZAS1 | ASUG09LZBS |  | 9000 | 12000 | 33.1 | 18 | 13.4 | 2.14 | 62 | 128 | 206597208
FUJITSU | AOUG09LZAH1 | ASUG09LZBS |  | 9000 | 12000 | 33.1 | 18 | 13.3 | 2 | 62 | 128 | 206597209
RHEEM | RO1HGZ09AJ1H | RIWHGZ09AJ1S |  | 9000 | 12000 | 33.1 | 18 | 13.3 | 2 | 62 | 128 | 210368100
RUUD | RO1HGZ09AJ1H | UIWHGZ09AJ1S |  | 9000 | 12000 | 33.1 | 18 | 13.3 | 2 | 62 | 128 | 210368101
RHEEM | RO1HGZ12AJ1S | RIWHGZ12AJ1S |  | 12000 | 16000 | 29.4 | 15.2 | 12.9 | 2.32 | 63 | 104 | 210368102
RUUD | RO1HGZ12AJ1S | UIWHGZ12AJ1S |  | 12000 | 16000 | 29.4 | 15.2 | 12.9 | 2.32 | 63 | 104 | 210368103
FUJITSU | AOUG12LZAS1 | ASUG12LZBS |  | 12000 | 16000 | 29.4 | 15.2 | 12.9 | 2.32 | 63 | 104 | 206597210
FUJITSU | AOUG12LZAH1 | ASUG12LZBS |  | 12000 | 16000 | 29.4 | 15.2 | 12.7 | 2.16 | 63 | 104 | 206597211
RHEEM | RO1HGZ12AJ1H | RIWHGZ12AJ1S |  | 12000 | 16000 | 29.4 | 15.2 | 12.7 | 2.16 | 63 | 104 | 210368104
RUUD | RO1HGZ12AJ1H | UIWHGZ12AJ1S |  | 12000 | 16000 | 29.4 | 15.2 | 12.7 | 2.16 | 63 | 104 | 210368105
RHEEM | RO1HGZ15AJ1S | RIWHGZ15AJ1S |  | 14500 | 18000 | 25.3 | 13.9 | 12.8 | 2.52 | 62 | 97 | 210368106
RUUD | RO1HGZ15AJ1S | UIWHGZ15AJ1S |  | 14500 | 18000 | 25.3 | 13.9 | 12.8 | 2.52 | 62 | 97 | 210368107
FUJITSU | AOUG15LZAS1 | ASUG15LZBS |  | 14500 | 18000 | 25.3 | 13.9 | 12.8 | 2.52 | 62 | 97 | 206597212
RHEEM | RO1HGZ15AJ1H | RIWHGZ15AJ1S |  | 14500 | 18000 | 25.3 | 13.9 | 12.7 | 2.34 | 62 | 97 | 210368108
RUUD | RO1HGZ15AJ1H | UIWHGZ15AJ1S |  | 14500 | 18000 | 25.3 | 13.9 | 12.7 | 2.34 | 62 | 97 | 210368109
FUJITSU | AOUG15LZAH1 | ASUG15LZBS |  | 14500 | 18000 | 25.3 | 13.9 | 12.7 | 2.34 | 62 | 97 | 206597213
RHEEM | RO1HHZ18AJ2S | RIWHHZ18AJ2S |  | 18000 | 21600 | 21.1 | 13 | 11.5 | 2 | 63 | 100 | 210368114
RUUD | RO1HHZ18AJ2S | UIWHHZ18AJ2S |  | 18000 | 21600 | 21.1 | 13 | 11.5 | 2 | 63 | 100 | 210368115
FUJITSU | AOUH18LMAS1 | ASUH18LMAS |  | 18000 | 21600 | 21.1 | 13 | 11.5 | 2 | 63 | 100 | 206913027
RHEEM | RO1HHZ24AJ2S | RIWHHZ24AJ2S |  | 22000 | 25200 | 22.5 | 12.5 | 11.4 | 2.04 | 62 | 99 | 210368116
RUUD | RO1HHZ24AJ2S | UIWHHZ24AJ2S |  | 22000 | 25200 | 22.5 | 12.5 | 11.4 | 2.04 | 62 | 99 | 210368117
FUJITSU | AOUH24LMAS1 | ASUH24LMAS |  | 22000 | 25200 | 22.5 | 12.5 | 11.4 | 2.04 | 62 | 99 | 206913028
FUJITSU | AOUH09LEAS1 | ASUH09LMAS |  | 9000 | 10900 | 21.3 | 12.5 | 10 | 1.96 | 61 | 74 | 207454671
FUJITSU | AOUH09LMAS1 | ASUH09LMAS |  | 9000 | 12000 | 26.5 | 14.3 | 12.6 | 2.36 | 62 | 84 | 207615688
RHEEM | RO1HHZ09AJ2S | RIWHHZ09AJ2S |  | 9000 | 12000 | 26.5 | 14.3 | 12.6 | 2.36 | 62 | 84 | 210368126
RUUD | RO1HHZ09AJ2S | UIWHHZ09AJ2S |  | 9000 | 12000 | 26.5 | 14.3 | 12.6 | 2.36 | 62 | 84 | 210368127
FUJITSU | AOUH12LMAS1 | ASUH12LMAS |  | 12000 | 14500 | 23 | 12.5 | 11.1 | 2.36 | 61 | 71 | 207615689
RHEEM | RO1HHZ12AJ2S | RIWHHZ12AJ2S |  | 12000 | 14500 | 23 | 12.5 | 11.1 | 2.36 | 61 | 71 | 210368128
RUUD | RO1HHZ12AJ2S | UIWHHZ12AJ2S |  | 12000 | 14500 | 23 | 12.5 | 11.1 | 2.36 | 61 | 71 | 210368129
FUJITSU | AOUH30LUAH1 | AUUH30LUAS |  | 28600 | 32000 | 22 | 13.5 | 11 | 1.76 | 61 | 103 | 207657379
FUJITSU | AOUH12LMBH1 | ASUH12LMAS |  | 12000 | 14000 | 23 | 12.5 | 11 | 2.18 | 61 | 74 | 210191037
FUJITSU | AOUH12LMBS1 | ASUH12LMAS |  | 12000 | 14000 | 23 | 12.5 | 11.1 | 2.36 | 61 | 74 | 210191038
FUJITSU | AOUH24LUAS1 | AUUH24LUAS |  | 24000 | 27000 | 23 | 12.6 | 11 | 2.12 | 67 | 87 | 211078831
RHEEM | RO1HHZ24AJ8S | RIGHHZ24AJ8S |  | 24000 | 27000 | 23 | 12.6 | 11 | 2.12 | 67 | 87 | 211781744
RUUD | RO1HHZ24AJ8S | RIGHHZ24AJ8S |  | 24000 | 27000 | 23 | 12.6 | 11 | 2.12 | 67 | 87 | 211781761
FUJITSU | AOUH30LUAS1 | AUUH30LUAS |  | 30000 | 32000 | 21.5 | 11.7 | 10.6 | 2.12 | 65 | 88 | 211078832
RHEEM | RO1HHZ30AJ8S | RIGHHZ30AJ8S |  | 30000 | 32000 | 21.5 | 11.7 | 10.6 | 2.12 | 65 | 88 | 211781745
RUUD | RO1HHZ30AJ8S | RIGHHZ30AJ8S |  | 30000 | 32000 | 21.5 | 11.7 | 10.6 | 2.12 | 65 | 88 | 211781762
RHEEM | RO1HHZ36AJ8S | RIGHHZ36AJ8S |  | 36000 | 38000 | 20.5 | 10 | 10.2 | 2.12 | 65 | 82 | 211781746
RUUD | RO1HHZ36AJ8S | RIGHHZ36AJ8S |  | 36000 | 38000 | 20.5 | 10 | 10.2 | 2.12 | 65 | 82 | 211781763
FUJITSU | AOUH36LUAS1 | AUUH36LUAS |  | 36000 | 38000 | 20.5 | 10 | 10.2 | 2.12 | 65 | 82 | 211078833
FUJITSU | AOUH24LUAS1 | ABUH24LUAS |  | 24000 | 27000 | 21.5 | 12.3 | 10.5 | 2.08 | 65 | 87 | 211078836
RHEEM | RO1HHZ24AJ8S | RISHHZ24AJ8S |  | 24000 | 27000 | 21.5 | 12.3 | 10.5 | 2.08 | 65 | 87 | 211781748
RUUD | RO1HHZ24AJ8S | RISHHZ24AJ8S |  | 24000 | 27000 | 21.5 | 12.3 | 10.5 | 2.08 | 65 | 87 | 211781765
FUJITSU | AOUH30LUAS1 | ABUH30LUAS |  | 30000 | 32000 | 20 | 10.8 | 10.5 | 2.08 | 66 | 88 | 211078839
RHEEM | RO1HHZ30AJ8S | RISHHZ30AJ8S |  | 30000 | 32000 | 20 | 10.8 | 10.5 | 2.08 | 66 | 88 | 211781749
RUUD | RO1HHZ30AJ8S | RISHHZ30AJ8S |  | 30000 | 32000 | 20 | 10.8 | 10.5 | 2.08 | 66 | 88 | 211781766
RHEEM | RO1HHZ36AJ8S | RISHHZ36AJ8S |  | 36000 | 38000 | 19.5 | 9.6 | 10 | 2.1 | 64 | 82 | 211781750
RUUD | RO1HHZ36AJ8S | RISHHZ36AJ8S |  | 36000 | 38000 | 19.5 | 9.6 | 10 | 2.1 | 64 | 82 | 211781767
FUJITSU | AOUH36LUAS1 | ABUH36LUAS |  | 36000 | 38000 | 19.5 | 9.6 | 10 | 2.1 | 64 | 82 | 211078841
FUJITSU | AOUH18LUAS1 | ABUH18LUAS |  | 18000 | 21600 | 22.5 | 12.5 | 10.6 | 2.22 | 73 | 78 | 211078843
RHEEM | RO1HHZ18AJ8S | RISHHZ18AJ8S |  | 18000 | 21600 | 22.5 | 12.5 | 10.6 | 2.22 | 73 | 78 | 211781747
RUUD | RO1HHZ18AJ8S | RISHHZ18AJ8S |  | 18000 | 21600 | 22.5 | 12.5 | 10.6 | 2.22 | 73 | 78 | 211781764
RHEEM | RO1HHZ18AJ8S | RIGHHZ18AJ8S |  | 18000 | 21600 | 23.5 | 13 | 11.2 | 2.24 | 70 | 78 | 211781743
FUJITSU | AOUH18LUAS1 | AUUH18LUAS |  | 18000 | 21600 | 23.5 | 13 | 11.2 | 2.24 | 70 | 78 | 211078844
RUUD | RO1HHZ18AJ8S | RIGHHZ18AJ8S |  | 18000 | 21600 | 23.5 | 13 | 11.2 | 2.24 | 70 | 78 | 211781760
Orient Care | OU12M410AGS30 | ODW12MAGSW30 |  | 12000 | 12000 | 23.1 | 13 | 10.8 | 2.41 | 83 | 70 | 212920502
Orient Care | OU18M410AGS30 | ODW18MAGSW30 |  | 18000 | 18000 | 24 | 13.5 | 10.5 | 2.44 | 78 | 71 | 212920503
Orient Care | OU12M410AGS15 | ODW12MAGSW15 |  | 12000 | 12000 | 22.7 | 12.5 | 10.4 | 2.06 | 74 | 56 | 212920501
MOOVAIR | DMB09HOS42230E8 | DMB09HIW42230E8 |  | 9000 | 12000 | 29 | 16.5 | 22 | 1.86 | 95 | 113 | 213088009
PIONEER | YN024GMFI22RPE | CB024GMFILCFHE |  | 24000 | 25000 | 21.5 | 12.5 | 9.7 | 2.2 | 76 | 74 | 213088012
MOOVAIR | DMB12HOS42230E8 | DMB12HIW42230E8 |  | 12000 | 12000 | 27.5 | 14.3 | 14.5 | 1.86 | 95 | 113 | 213088010
Clima Smart | MCH12-CS-S23-230V-O | MCH12-CS-S23-230V-I |  | 12000 | 12000 | 23 | 13 | 9.5 | 1.8 | 63 | 76 | 213148996
KANIONco | KWSM-06IR410AHS26.5ODU | KWSM-06IR410AHS26.5IDU |  | 6000 | 7000 | 26.5 | 15.8 | 13.6 | 2.1 | 121 | 107 | 213160460
KANIONco | KWSM-09IR410AHS28.1ODU | KWSM-09IR410AHS28.1IDU |  | 9000 | 12000 | 28.1 | 16.2 | 11.5 | 2 | 79 | 88 | 213160461
KANIONco | KWSM-12IR410AHS25.5ODU | KWSM-12IR410AHS25.5IDU |  | 12000 | 12000 | 25.5 | 14 | 10.4 | 1.8 | 83 | 100 | 213160462
KANIONco | KWSM-18IR410AHS21.5ODU | KWSM-18IR410AHS21.5IDU |  | 18000 | 18000 | 21.5 | 12.5 | 11.3 | 1.8 | 83 | 100 | 213160463
KANIONco | KWSM-24IR410AHS21.5ODU | KWSM-24IR410AHS21.5IDU |  | 24000 | 29000 | 21.5 | 13 | 11.4 | 2.21 | 73 | 86 | 213160464
Durastar | DRA1H33S1A | DRAW33F1B |  | 33000 | 35000 | 20 | 11.7 | 10 | 1.8 | 79 | 99 | 213160486
TOSHIBA CARRIER | RAV-SP482AT2P-UL | RAV-SM482CTP-UL |  | 48000 | 54000 | 19.4 | 9.2 | 10.3 | 1.96 | 66 | 70 | 208447332
TOSHIBA CARRIER | RAV-SP242AT2P-UL | RAV-SM242KRTP-UL |  | 24000 | 27000 | 22.7 | 11.8 | 10.3 | 2.05 | 68 | 72 | 208459002
TOSHIBA CARRIER | RAV-SP422AT2P-UL | RAV-SM422CTP-UL |  | 42000 | 47000 | 19.6 | 9.9 | 10.7 | 2.16 | 66 | 71 | 208447330
TOSHIBA CARRIER | RAV-SP362AT2P-UL | RAV-SM362CTP-UL |  | 36000 | 40000 | 22.4 | 12.1 | 11.1 | 2.39 | 65 | 74 | 208447328
TOSHIBA CARRIER | RAV-SP362AT2P-UL | RAV-SM362UTP-UL |  | 36000 | 40000 | 24.3 | 13.4 | 11.1 | 2.47 | 64 | 75 | 208447327
TOSHIBA CARRIER | RAV-SP302AT2P-UL | RAV-SM302CTP-UL |  | 30000 | 34000 | 22 | 13 | 10.4 | 2.28 | 62 | 71 | 208447325
TOSHIBA CARRIER | RAV-SP302AT2P-UL | RAV-SM302UTP-UL |  | 30000 | 34000 | 23.7 | 14 | 11.2 | 2.51 | 61 | 71 | 208447324
TOSHIBA CARRIER | RAV-SP242AT2P-UL | RAV-SM242CTP-UL |  | 24000 | 27000 | 23.2 | 12.7 | 10.4 | 2.3 | 63 | 71 | 208447322
TOSHIBA CARRIER | RAV-SP182AT2P-UL | RAV-SM182CTP-UL |  | 18000 | 20000 | 23.6 | 11.5 | 10.7 | 2.36 | 65 | 73 | 208447320
TOSHIBA CARRIER | RAV-SP182AT2P-UL | RAV-SM182UTP-UL |  | 18000 | 20000 | 25.5 | 13.5 | 11.3 | 2.45 | 63 | 71 | 208447319
TOSHIBA CARRIER | RAV-SP482AT2P-UL | RAV-SM482UTP-UL |  | 48000 | 54000 | 22.4 | 10.6 | 9.8 | 2.02 | 60 | 70 | 208429509
TOSHIBA CARRIER | RAV-SP422AT2P-UL | RAV-SM422UTP-UL |  | 42000 | 47000 | 22.6 | 12 | 10.2 | 2.1 | 66 | 71 | 208429508
TOSHIBA CARRIER | RAV-SP302AT2P-UL | RAV-SM302KRTP-UL |  | 30000 | 34000 | 23.6 | 13.1 | 9.5 | 2.16 | 57 | 75 | 208429506
TOSHIBA CARRIER | RAV-SP242AT2P-UL | RAV-SM242UTP-UL |  | 24000 | 27000 | 23.7 | 13 | 10.7 | 2.22 | 68 | 71 | 208429505
TOSHIBA CARRIER | RAV-SP182AT2P-UL | RAV-SM182KRTP-UL |  | 18000 | 20000 | 23.8 | 12 | 10.3 | 2.27 | 65 | 73 | 208429504
TOSHIBA CARRIER | RAV-SP122AT2P-UL | RAV-SM122KRTP-UL |  | 12000 | 14000 | 25.2 | 15.7 | 11.1 | 2.5 | 61 | 71 | 208429503
MDV | MOX230-09HFN1-MW5W-L | MSEPB-06HRFN1-MY5W |  | 6000 | 7000 | 26.5 | 15.8 | 13.6 | 2.1 | 121 | 107 | 213199198
LENNOX | MPC009S4S-1P | MWMC006S4-2P |  | 6000 | 7000 | 26.5 | 15.8 | 13.6 | 2.1 | 121 | 107 | 213199199
DAY & NIGHT | DLCPRBH12AAK | DLFPHAH12XAK |  | 12000 | 12000 | 24 | 12.5 | 10.5 | 1.8 | 87 | 100 | 213214849
DAY & NIGHT | DLCPRBH18AAK | DLFPHAH18XAK |  | 18000 | 20000 | 23.5 | 13.5 | 13.5 | 1.8 | 101 | 105 | 213214850
HEIL | DLCPRBH09AAK | DLFPHAH09XAK |  | 9000 | 12000 | 25.5 | 14.4 | 15 | 1.8 | 87 | 100 | 213214851
HEIL | DLCPRBH12AAK | DLFPHAH12XAK |  | 12000 | 12000 | 24 | 12.5 | 10.5 | 1.8 | 87 | 100 | 213214852
HEIL | DLCPRBH18AAK | DLFPHAH18XAK |  | 18000 | 20000 | 23.5 | 13.5 | 13.5 | 1.8 | 101 | 105 | 213214853
KEEPRITE | DLCPRBH09AAK | DLFPHAH09XAK |  | 9000 | 12000 | 25.5 | 14.4 | 15 | 1.8 | 87 | 100 | 213214854
KEEPRITE | DLCPRBH12AAK | DLFPHAH12XAK |  | 12000 | 12000 | 24 | 12.5 | 10.5 | 1.8 | 87 | 100 | 213214855
KEEPRITE | DLCPRBH18AAK | DLFPHAH18XAK |  | 18000 | 20000 | 23.5 | 13.5 | 13.5 | 1.8 | 101 | 105 | 213214856
KENMORE | DLCPRBH09AAK | DLFPHAH09XAK |  | 9000 | 12000 | 25.5 | 14.4 | 15 | 1.8 | 87 | 100 | 213214857
KENMORE | DLCPRBH12AAK | DLFPHAH12XAK |  | 12000 | 12000 | 24 | 12.5 | 10.5 | 1.8 | 87 | 100 | 213214858
KENMORE | DLCPRBH18AAK | DLFPHAH18XAK |  | 18000 | 20000 | 23.5 | 13.5 | 13.5 | 1.8 | 101 | 105 | 213214859
MIDEA | DLCPRBH12AAK | DLFPHAH12XAK |  | 12000 | 12000 | 24 | 12.5 | 10.5 | 1.8 | 87 | 100 | 213214861
MIDEA | DLCPRBH09AAK | DLFPHAH09XAK |  | 9000 | 12000 | 25.5 | 14.4 | 15 | 1.8 | 87 | 100 | 213214860
MIDEA | DLCPRBH18AAK | DLFPHAH18XAK |  | 18000 | 20000 | 23.5 | 13.5 | 13.5 | 1.8 | 101 | 105 | 213214862
TEMPSTAR | DLCPRBH09AAK | DLFPHAH09XAK |  | 9000 | 12000 | 25.5 | 14.4 | 15 | 1.8 | 87 | 100 | 213214863
TEMPSTAR | DLCPRBH12AAK | DLFPHAH12XAK |  | 12000 | 12000 | 24 | 12.5 | 10.5 | 1.8 | 87 | 100 | 213214864
TEMPSTAR | DLCPRBH18AAK | DLFPHAH18XAK |  | 18000 | 20000 | 23.5 | 13.5 | 13.5 | 1.8 | 101 | 105 | 213214865
SMART COMFORT | DLCPRBH09AAK | DLFPHAH09XAK |  | 9000 | 12000 | 25.5 | 14.4 | 15 | 1.8 | 87 | 100 | 213214866
SMART COMFORT | DLCPRBH12AAK | DLFPHAH12XAK |  | 12000 | 12000 | 24 | 12.5 | 10.5 | 1.8 | 87 | 100 | 213214867
SMART COMFORT | DLCPRBH18AAK | DLFPHAH18XAK |  | 18000 | 20000 | 23.5 | 13.5 | 13.5 | 1.8 | 101 | 105 | 213214868
AIRQUEST | DLCPRBH09AAK | DLFPHAH09XAK |  | 9000 | 12000 | 25.5 | 14.4 | 15 | 1.8 | 87 | 100 | 213214869
AIRQUEST | DLCPRBH12AAK | DLFPHAH12XAK |  | 12000 | 12000 | 24 | 12.5 | 10.5 | 1.8 | 87 | 100 | 213214870
AIRQUEST | DLCPRBH18AAK | DLFPHAH18XAK |  | 18000 | 20000 | 23.5 | 13.5 | 13.5 | 1.8 | 101 | 105 | 213214871
LPS Legacy | DLCPRBH09AAK | DLFPHAH09XAK |  | 9000 | 12000 | 25.5 | 14.4 | 15 | 1.8 | 87 | 100 | 213214872
LPS Legacy | DLCPRBH12AAK | DLFPHAH12XAK |  | 12000 | 12000 | 24 | 12.5 | 10.5 | 1.8 | 87 | 100 | 213214873
LPS Legacy | DLCPRBH18AAK | DLFPHAH18XAK |  | 18000 | 20000 | 23.5 | 13.5 | 13.5 | 1.8 | 101 | 105 | 213214874
LPS Legacy | DLCPRAH09AAK | DLFPHAH09XAK |  | 9000 | 10000 | 26 | 15 | 12.5 | 1.75 | 72 | 120 | 211756536
LPS Legacy | DLCPRAH12AAK | DLFPHAH12XAK |  | 12000 | 12000 | 24 | 13.5 | 9.5 | 1.75 | 57 | 100 | 211756537
QUEBEC VAIR | NE-T52-QVAIR18E | NE-T52-QVAIR18I |  | 18000 | 18000 | 23.7 | 13.5 | 10.3 | 2.39 | 78 | 69 | 213215916
MDV | MOCA30-09HFN1-MZA5W | MSOP1B-09HRFN1-MZA5W |  | 9000 | 10000 | 26 | 15 | 12.5 | 1.75 | 72 | 120 | 200059281
PAYNE | 38MPRAQ09AA3 | DHMPHAQ09XA3 |  | 9000 | 10000 | 26 | 15 | 12.5 | 1.75 | 72 | 120 | 201753410
MIDEA | 38MPRAQ09AA3 | DHMPHAQ09XA3 |  | 9000 | 10000 | 26 | 15 | 12.5 | 1.75 | 72 | 120 | 201753970
CARRIER | 38MPRAQ09AA3 | 40MPHAQ09XA3 |  | 9000 | 10000 | 26 | 15 | 12.5 | 1.75 | 72 | 120 | 201753408
BRYANT | 38MPRAQ09AA3 | 619PHAQ09XA3 |  | 9000 | 10000 | 26 | 15 | 12.5 | 1.75 | 72 | 120 | 201753409
MDV | MOCA30-12HFN1-MZ50W | MSOP1B-12HRFN1-MZ50W |  | 12000 | 12000 | 24 | 13.5 | 9.5 | 1.75 | 57 | 100 | 200059283
AIR MAX | AWAOC12-C2 | AWAOE12-C2 |  | 12000 | 12000 | 24 | 13.5 | 9.5 | 1.75 | 57 | 100 | 204520287
PIONEER | YN012GMFI32RPD | WP012GMFI32HLD |  | 12000 | 12000 | 24 | 13.5 | 9.5 | 1.75 | 57 | 100 | 203160563
MIDEA | 38MPRAQ12AA3 | DHMPHAQ12XA3 |  | 12000 | 12000 | 24 | 13.5 | 9.5 | 1.75 | 57 | 100 | 201753971
PAYNE | 38MPRAQ12AA3 | DHMPHAQ12XA3 |  | 12000 | 12000 | 24 | 13.5 | 9.5 | 1.75 | 57 | 100 | 201753413
CARRIER | 38MPRAQ12AA3 | 40MPHAQ12XA3 |  | 12000 | 12000 | 24 | 13.5 | 9.5 | 1.75 | 57 | 100 | 201753411
BRYANT | 38MPRAQ12AA3 | 619PHAQ12XA3 |  | 12000 | 12000 | 24 | 13.5 | 9.5 | 1.75 | 57 | 100 | 201753412
MDV | MOCA30-09HFN1-MZA5W | CMSOP1B-09HRFN1-MZA5W |  | 9000 | 10000 | 26 | 15 | 12.5 | 1.75 | 72 | 120 | 200059329
MDV | MOCA30-12HFN1-MZ50W | CMSOP1B-12HRFN1-MZ50W |  | 12000 | 12000 | 24 | 13.5 | 9.5 | 1.75 | 57 | 100 | 200059331
KEEPRITE | DLCPRAH09AAK | DLFPHAH09XAK |  | 9000 | 10000 | 26 | 15 | 12.5 | 1.75 | 72 | 120 | 201835652
KENMORE | DLCPRAH09AAK | DLFPHAH09XAK |  | 9000 | 10000 | 26 | 15 | 12.5 | 1.75 | 72 | 120 | 201835749
COMFORTMAKER | DLCPRAH09AAK | DLFPHAH09XAK |  | 9000 | 10000 | 26 | 15 | 12.5 | 1.75 | 72 | 120 | 201835554
HEIL | DLCPRAH12AAK | DLFPHAH12XAK |  | 12000 | 12000 | 24 | 13.5 | 9.5 | 1.75 | 57 | 100 | 201835654
TEMPSTAR | DLCPRAH09AAK | DLFPHAH09XAK |  | 9000 | 10000 | 26 | 15 | 12.5 | 1.75 | 72 | 120 | 201835748
KEEPRITE | DLCPRAH12AAK | DLFPHAH12XAK |  | 12000 | 12000 | 24 | 13.5 | 9.5 | 1.75 | 57 | 100 | 201835655
MIDEA | DLCPRAH09AAK | DLFPHAH09XAK |  | 9000 | 10000 | 26 | 15 | 12.5 | 1.75 | 72 | 120 | 201753972
TEMPSTAR | DLCPRAH12AAK | DLFPHAH12XAK |  | 12000 | 12000 | 24 | 13.5 | 9.5 | 1.75 | 57 | 100 | 201835750
HEIL | DLCPRAH09AAK | DLFPHAH09XAK |  | 9000 | 10000 | 26 | 15 | 12.5 | 1.75 | 72 | 120 | 201835653
DAY & NIGHT | DLCPRAH09AAK | DLFPHAH09XAK |  | 9000 | 10000 | 26 | 15 | 12.5 | 1.75 | 72 | 120 | 201835602
SMART COMFORT | DLCPRAH09AAK | DLFPHAH09XAK |  | 9000 | 10000 | 26 | 15 | 12.5 | 1.75 | 72 | 120 | 202119253
KENMORE | DLCPRAH12AAK | DLFPHAH12XAK |  | 12000 | 12000 | 24 | 13.5 | 9.5 | 1.75 | 57 | 100 | 201835751
DAY & NIGHT | DLCPRAH12AAK | DLFPHAH12XAK |  | 12000 | 12000 | 24 | 13.5 | 9.5 | 1.75 | 57 | 100 | 201835603
SMART COMFORT | DLCPRAH12AAK | DLFPHAH12XAK |  | 12000 | 12000 | 24 | 13.5 | 9.5 | 1.75 | 57 | 100 | 202119254
ARCOAIRE | DLCPRAH09AAK | DLFPHAH09XAK |  | 9000 | 10000 | 26 | 15 | 12.5 | 1.75 | 72 | 120 | 201835506
MIDEA | DLCPRAH12AAK | DLFPHAH12XAK |  | 12000 | 12000 | 24 | 13.5 | 9.5 | 1.75 | 57 | 100 | 201755033
COMFORTMAKER | DLCPRAH12AAK | DLFPHAH12XAK |  | 12000 | 12000 | 24 | 13.5 | 9.5 | 1.75 | 57 | 100 | 201835555
ARCOAIRE | DLCPRAH12AAK | DLFPHAH12XAK |  | 12000 | 12000 | 24 | 13.5 | 9.5 | 1.75 | 57 | 100 | 201835507
MDV | MOX430-09HFN1-MZG5W | MSOP1B-09HRFN1-MZA5W |  | 9000 | 12000 | 25.5 | 14.4 | 15 | 1.8 | 87 | 100 | 213214824
MDV | MOX430-12HFN1-MZ60W | MSOP1B-12HRFN1-MZ50W |  | 12000 | 12000 | 24 | 12.5 | 10.5 | 1.8 | 87 | 100 | 213214825
MDV | MOD30-18HFN1-MZ20W | MSAB2F-18HRFN1-MZ22W |  | 18000 | 20000 | 23.5 | 13.5 | 13.5 | 1.8 | 101 | 105 | 213214826
CARRIER | 38MPRBQ09AA3 | 40MPHAQ09XA3 |  | 9000 | 12000 | 25.5 | 14.4 | 15 | 1.8 | 87 | 100 | 213214827
CARRIER | 38MPRBQ12AA3 | 40MPHAQ12XA3 |  | 12000 | 12000 | 24 | 12.5 | 10.5 | 1.8 | 87 | 100 | 213214828
CARRIER | 38MPRBQ18AA3 | 40MPHAQ18XA3 |  | 18000 | 20000 | 23.5 | 13.5 | 13.5 | 1.8 | 101 | 105 | 213214829
BRYANT | 38MPRBQ09AA3 | 619PHAQ09XA3 |  | 9000 | 12000 | 25.5 | 14.4 | 15 | 1.8 | 87 | 100 | 213214830
BRYANT | 38MPRBQ12AA3 | 619PHAQ12XA3 |  | 12000 | 12000 | 24 | 12.5 | 10.5 | 1.8 | 87 | 100 | 213214831
BRYANT | 38MPRBQ18AA3 | 619PHAQ18XA3 |  | 18000 | 20000 | 23.5 | 13.5 | 13.5 | 1.8 | 101 | 105 | 213214832
PAYNE | 38MPRBQ09AA3 | DHMPHAQ09XA3 |  | 9000 | 12000 | 25.5 | 14.4 | 15 | 1.8 | 87 | 100 | 213214833
PAYNE | 38MPRBQ12AA3 | DHMPHAQ12XA3 |  | 12000 | 12000 | 24 | 12.5 | 10.5 | 1.8 | 87 | 100 | 213214834
PAYNE | 38MPRBQ18AA3 | DHMPHAQ18XA3 |  | 18000 | 20000 | 23.5 | 13.5 | 13.5 | 1.8 | 101 | 105 | 213214835
Weathermaker | 38MPRBQ09AA3 | DHMPHAQ09XA3 |  | 9000 | 12000 | 25.5 | 14.4 | 15 | 1.8 | 87 | 100 | 213214836
Weathermaker | 38MPRBQ12AA3 | DHMPHAQ12XA3 |  | 12000 | 12000 | 24 | 12.5 | 10.5 | 1.8 | 87 | 100 | 213214837
Weathermaker | 38MPRBQ18AA3 | DHMPHAQ18XA3 |  | 18000 | 20000 | 23.5 | 13.5 | 13.5 | 1.8 | 101 | 105 | 213214838
MIDEA | 38MPRBQ09AA3 | DHMPHAQ09XA3 |  | 9000 | 12000 | 25.5 | 14.4 | 15 | 1.8 | 87 | 100 | 213214839
MIDEA | 38MPRBQ12AA3 | DHMPHAQ12XA3 |  | 12000 | 12000 | 24 | 12.5 | 10.5 | 1.8 | 87 | 100 | 213214840
MIDEA | 38MPRBQ18AA3 | DHMPHAQ18XA3 |  | 18000 | 20000 | 23.5 | 13.5 | 13.5 | 1.8 | 101 | 105 | 213214841
ARCOAIRE | DLCPRBH09AAK | DLFPHAH09XAK |  | 9000 | 12000 | 25.5 | 14.4 | 15 | 1.8 | 87 | 100 | 213214842
ARCOAIRE | DLCPRBH12AAK | DLFPHAH12XAK |  | 12000 | 12000 | 24 | 12.5 | 10.5 | 1.8 | 87 | 100 | 213214843
ARCOAIRE | DLCPRBH18AAK | DLFPHAH18XAK |  | 18000 | 20000 | 23.5 | 13.5 | 13.5 | 1.8 | 101 | 105 | 213214844
COMFORTMAKER | DLCPRBH09AAK | DLFPHAH09XAK |  | 9000 | 12000 | 25.5 | 14.4 | 15 | 1.8 | 87 | 100 | 213214845
COMFORTMAKER | DLCPRBH12AAK | DLFPHAH12XAK |  | 12000 | 12000 | 24 | 12.5 | 10.5 | 1.8 | 87 | 100 | 213214846
COMFORTMAKER | DLCPRBH18AAK | DLFPHAH18XAK |  | 18000 | 20000 | 23.5 | 13.5 | 13.5 | 1.8 | 101 | 105 | 213214847
DAY & NIGHT | DLCPRBH09AAK | DLFPHAH09XAK |  | 9000 | 12000 | 25.5 | 14.4 | 15 | 1.8 | 87 | 100 | 213214848
Weathermaker | 38MPRAQ09AA3 | DHMPHAQ09XA3 |  | 9000 | 10000 | 26 | 15 | 12.5 | 1.75 | 72 | 120 | 212436233
ELIOS | DE09HOS42230E4 | DE09HIW42230E4 |  | 9000 | 10000 | 26 | 15 | 12.5 | 1.75 | 72 | 120 | 206377755
MOOVAIR | DM09HOS42230E4 | DM09HIW42230E4 |  | 9000 | 10000 | 26 | 15 | 12.5 | 1.75 | 72 | 120 | 206377754
AIR MAX | AWAOC09-C2 | AWAOE09-C2 |  | 9000 | 10000 | 26 | 15 | 12.5 | 1.75 | 72 | 120 | 204520286
MOOVAIR | DM12HOS42230E4 | DM12HIW42230E4 |  | 12000 | 12000 | 24 | 13.5 | 9.5 | 1.75 | 57 | 100 | 206377756
Weathermaker | 38MPRAQ12AA3 | DHMPHAQ12XA3 |  | 12000 | 12000 | 24 | 13.5 | 9.5 | 1.75 | 57 | 100 | 212436234
ELIOS | DE12HOS42230E4 | DE12HIW42230E4 |  | 12000 | 12000 | 24 | 13.5 | 9.5 | 1.75 | 57 | 100 | 206377757
AIRQUEST | DLCPRAH09AAK | DLFPHAH09XAK |  | 9000 | 10000 | 26 | 15 | 12.5 | 1.75 | 72 | 120 | 203966568
AIRQUEST | DLCPRAH12AAK | DLFPHAH12XAK |  | 12000 | 12000 | 24 | 13.5 | 9.5 | 1.75 | 57 | 100 | 203966569
Klimaire | KOIU12H2-1 | KIWU12H2-1A |  | 12000 | 12000 | 23 | 13 | 9.5 | 1.8 | 63 | 76 | 213244568
KINGHOME | KAM09HO | KM09HT1DI |  | 9100 | 11000 | 19.5 | 13.3 | 9.8 | 1.8 | 63 | 82 | 211749837
AMERICAN STANDARD | 4TXK2509A10N0** | 4MXX8509B10N0** |  | 9100 | 11000 | 19.5 | 13.3 | 9.8 | 1.8 | 63 | 82 | 212292417
TRANE | 4TXK2509A10N0** | 4MXX8509B10N0** |  | 9100 | 11000 | 19.5 | 13.3 | 9.8 | 1.8 | 63 | 82 | 212292416
GREE | GWH09AGC-D3DNA1B/O | GTH(09)CA-D3DN***/I |  | 9100 | 11000 | 19.5 | 13.3 | 9.8 | 1.8 | 63 | 82 | 207168480
GREE | GWH09AGC-A3DNA1A/O | GWH09AFC-A3DN**A/I |  | 9100 | 10000 | 26.5 | 14 | 10 | 1.88 | 70 | 90 | 207318105
Impecca | ISAS-0921 | ISAS-IW90 |  | 9100 | 10000 | 26.5 | 14 | 10 | 1.88 | 70 | 90 | 207615701
GREE | GWH18YE-D3DNA1A/O | GWH18AFE-D3DN***/I |  | 18000 | 18000 | 22 | 13.5 | 10 | 1.8 | 79 | 111 | 207096511
GREE | 3VIR09HP115V1AO | 3VIR09HP115V1AH |  | 9100 | 10000 | 26.5 | 14 | 10 | 1.88 | 70 | 90 | 206839102
GREE | GWH09AGC-A3DNA1A/O | GWH09QC-A3DN***/I |  | 9100 | 10000 | 26.5 | 14 | 10 | 1.88 | 70 | 90 | 206724946
LBG Products | LBH09AWO | LBH09AWI |  | 9100 | 10000 | 26.5 | 14 | 10 | 1.88 | 70 | 90 | 206726728
GREE | GWH09AGC-A3DNA1A/O | GWH09AGC-A3DN***/I |  | 9100 | 10000 | 26.5 | 14 | 10 | 1.88 | 70 | 90 | 206717629
KINGHOME | KW18HQ3D6DO | KW18HQ3D6DI |  | 18000 | 18000 | 22 | 13.5 | 10 | 1.8 | 79 | 111 | 203493071
LENNOX | LI018HO-380P432 | LI018HI-380P432 |  | 18000 | 18000 | 22 | 13.5 | 10 | 1.8 | 79 | 111 | 208917517
Stealth Comfort | SC-18ZPL-HP230 | SC-18WPL-HP230 |  | 18000 | 18000 | 22 | 13.5 | 10 | 1.8 | 79 | 111 | 208650755
DIYCOOL | SC-18ZPL-HP230 | SC-18WPL-HP230 |  | 18000 | 18000 | 22 | 13.5 | 10 | 1.8 | 79 | 111 | 208650746
ACIQ | SC-18ZPL-HP230 | SC-18WPL-HP230 |  | 18000 | 18000 | 22 | 13.5 | 10 | 1.8 | 79 | 111 | 208650737
1HVAC | SC-18ZPL-HP230 | SC-18WPL-HP230 |  | 18000 | 18000 | 22 | 13.5 | 10 | 1.8 | 79 | 111 | 208650728
GREE | GWH18YE-D3DNA1A/O | GWH18ACE-D3DN***/I |  | 18000 | 18000 | 22 | 13.5 | 10 | 1.8 | 79 | 111 | 10318079
GREE | SAP18HP230V1AO | SAP18HP230V1AH |  | 18000 | 18000 | 22 | 13.5 | 10 | 1.8 | 79 | 111 | 10157570
TOSOT | TW18HQ3D6DO | TW18HQ3D6DI |  | 18000 | 18000 | 22 | 13.5 | 10 | 1.8 | 79 | 111 | 10062020
FOREST AIR | FGH-18ES/E-38-O | FGH-18ES/E-38-I |  | 18000 | 18000 | 22 | 13.5 | 10 | 1.8 | 79 | 111 | 206720377
INNOVAIR | EIN18H2V32(O) | EIN18H2V32(I) |  | 18000 | 18000 | 22 | 13.5 | 10 | 1.8 | 79 | 111 | 206330209
BLUERIDGE | BMKH1824/O | BMKH1824/I |  | 18000 | 18000 | 22 | 13.5 | 10 | 1.8 | 79 | 111 | 205968029
GREE | GWH18YE-D3DNA1A/O | GWH18AAE-D3DN***/I |  | 18000 | 18000 | 22 | 13.5 | 10 | 1.8 | 79 | 111 | 9114294
ACD | UHD18KCH25S-O | UHD18KCH25SB-I |  | 18000 | 18000 | 22 | 13.5 | 10 | 1.8 | 79 | 111 | 211749867
MAX-R | MAX-R 18K35 GR38 (OUT) | MAX-R 18K35 GR38 (INT) |  | 18000 | 18000 | 22 | 13.5 | 10 | 1.8 | 79 | 111 | 205982980
ACD | UHD18KCH25S-O | UHD18KCH25S-I |  | 18000 | 18000 | 22 | 13.5 | 10 | 1.8 | 79 | 111 | 202110485
WABBAN | BB18HQ3D6DO | BB18HQ3D6DI |  | 18000 | 18000 | 22 | 13.5 | 10 | 1.8 | 79 | 111 | 201903174
AC PRO.COM | AWH18YE-D3DNA1A/O | AWH18QE-D3DN***/I |  | 18000 | 18000 | 22 | 13.5 | 10 | 1.8 | 79 | 111 | 10569075
GREE | GWH18YE-D3DNA1A/O | GWH18QE-D3DN***/I |  | 18000 | 18000 | 22 | 13.5 | 10 | 1.8 | 79 | 111 | 9102074
GREE | GWH18YE-D3DNA1A/O | GWH18YE-D3DN***/I |  | 18000 | 18000 | 22 | 13.5 | 10 | 1.8 | 79 | 111 | 9102073
AMERICAN STANDARD | 4TXK3818A10NU** | 4MXW3818A10NU** |  | 18000 | 18000 | 22 | 13.5 | 10 | 1.8 | 79 | 111 | 9150126
TRANE | 4TXK3818A10NU** | 4MXW3818A10NU** |  | 18000 | 18000 | 22 | 13.5 | 10 | 1.8 | 79 | 111 | 9150125
Mitsubishi Electric | PUZ-A12NKA8*** | PKA-A12LA* |  | 12000 | 18000 | 21.3 | 13.3 | 10.2 | 2.07 | 59 | 42 | 213249015
Trane / Mitsubishi Electric | TRUZA0121KA80** | TPKA0A0121LA*** |  | 12000 | 18000 | 21.3 | 13.3 | 10.2 | 2.07 | 59 | 42 | 213249078
LENNOX | MPC009S4S-1P | MWMC006S4-*P |  | 6000 | 7000 | 26.5 | 15.8 | 13.6 | 2.1 | 121 | 107 | 213257710
Cooper&Hunter | CH-ES12-230VO | CH-12MCT1W-W |  | 12000 | 12500 | 22 | 12.6 | 9.8 | 2.21 | 62 | 62 | 213265599
Cooper&Hunter | CH-HPR09-230VO | CH-09MCT1W-W |  | 9000 | 10900 | 24 | 13 | 12.4 | 1.8 | 90 | 96 | 213265598
Cooper&Hunter | CH-N48LCU-230VO | CH-48LCFC-W |  | 48000 | 50000 | 18.9 | 9.3 | 10 | 1.85 | 58 | 70 | 213265592
Cooper&Hunter | CH-HPR18-230VO | CH-18MCT1W-W |  | 16700 | 20000 | 19.8 | 12.5 | 11.2 | 1.93 | 73 | 84 | 213265602
Cooper&Hunter | CH-ES18-230VO | CH-18MCT1W-W |  | 18000 | 19000 | 21.8 | 12.5 | 10.7 | 2.3 | 64 | 69 | 213265601
Cooper&Hunter | CH-HPR12-230VO | CH-12MCT1W-W |  | 12000 | 12500 | 23 | 13 | 10 | 1.8 | 76 | 88 | 213265600
Cooper&Hunter | CH-ES24-230VO | CH-24MCT-W |  | 24000 | 25000 | 21.5 | 12.5 | 9.7 | 2.2 | 76 | 74 | 213265566
Cooper&Hunter | CH-ES09-230VO | CH-09MCT1W-W |  | 9000 | 11000 | 22.5 | 13 | 11.5 | 2.34 | 73 | 70 | 213265597
Cooper&Hunter | CH-HPR06F9-230VO | CH-06MCT1W-W |  | 6500 | 7100 | 22 | 14.5 | 10.8 | 2 | 80 | 113 | 213265596
Cooper&Hunter | CH-NHPR60LCU-230VO | CH-60LCFC-W |  | 55000 | 60000 | 17.3 | 9 | 10.2 | 1.97 | 67 | 94 | 213265595
Cooper&Hunter | CH-HPR24-230VO | CH-24MFC-W |  | 24000 | 25000 | 20.5 | 11.7 | 11 | 2.1 | 76 | 100 | 213265589
Cooper&Hunter | CH-ES24-230VO | CH-24MFC-W |  | 24000 | 24000 | 21.2 | 12.5 | 10.3 | 2.2 | 67 | 76 | 213265588
Cooper&Hunter | CH-HPR18-230VO | CH-18MFC-W |  | 17000 | 18000 | 20.5 | 12.5 | 9.8 | 1.86 | 67 | 93 | 213265587
Cooper&Hunter | CH-ES18-230VO | CH-18MFC-W |  | 18000 | 20000 | 23 | 12.5 | 10 | 2.08 | 64 | 65 | 213265586
Cooper&Hunter | CH-NHPR36LCU-230VO | CH-36LCCT-W |  | 36000 | 40000 | 19.4 | 9.5 | 10.5 | 1.85 | 83 | 100 | 213265569
Cooper&Hunter | CH-HPR24-230VO | CH-24MCT-W |  | 24000 | 25000 | 20.5 | 11 | 11.5 | 2 | 84 | 103 | 213265567
Cooper&Hunter | CH-HPR18-230VO | CH-18MCT-W |  | 16000 | 17000 | 20 | 12.5 | 9.5 | 1.75 | 92 | 94 | 213265565
Cooper&Hunter | CH-ES18-230VO | CH-18MCT-W |  | 16000 | 19000 | 20.5 | 12.5 | 10.5 | 2.16 | 63 | 67 | 213265564
Cooper&Hunter | CH-HPR12-230VO | CH-12MCT-W |  | 12000 | 12000 | 22.3 | 12.7 | 10.2 | 1.89 | 83 | 94 | 213265563
Cooper&Hunter | CH-ES12-230VO | CH-12MCT-W |  | 12000 | 12000 | 22.7 | 14 | 10 | 2.27 | 74 | 67 | 213265562
Cooper&Hunter | CH-HPR09-230VO | CH-09MCT-W |  | 9000 | 9800 | 20.5 | 13 | 10.3 | 1.8 | 92 | 102 | 213265561
Cooper&Hunter | CH-ES09-230VO | CH-09MCT-W |  | 9000 | 10000 | 20 | 13 | 10 | 1.9 | 75 | 74 | 213265560
KADEN | KO-PSX06HP-2AAMA | KI-PSX06WM-2AAMA |  | 6000 | 7000 | 26.5 | 15.8 | 13.6 | 2.1 | 121 | 107 | 213265556
TOSOT | TW24HXP2A1DO | TW24HXP2A1DI |  | 22000 | 24000 | 24.5 | 13.1 | 9.5 | 1.75 | 63 | 67 | 211177523
Star Air Kontrol | SAK-18-OC/220V | SAK-18-OC/220V |  | 18000 | 19000 | 21.8 | 12.5 | 10.7 | 2.3 | 64 | 69 | 213279899
Star Air Kontrol | SAK-09-OC/220V | SAK-09-OC/220V |  | 9000 | 11000 | 22.5 | 13 | 11.5 | 2.34 | 73 | 70 | 213279897
Star Air Kontrol | SAK-12-OC/220V | SAK-12-OC/220V |  | 12000 | 12500 | 22 | 12.6 | 9.8 | 2.21 | 62 | 62 | 213279898
Star Air Kontrol | SAK-24-CC/220V | SAK-24-CC/220V |  | 24000 | 25000 | 21.5 | 12.5 | 9.7 | 2.2 | 76 | 74 | 213279894
Star Air Kontrol | SAK-18-CC/220V | SAK-18-CC/220V |  | 16000 | 19000 | 20.5 | 12.5 | 10.5 | 2.16 | 63 | 67 | 213279893
Star Air Kontrol | SAK-12-CC/220V | SAK-12-CC/220V |  | 12000 | 12000 | 22.7 | 14 | 10 | 2.27 | 74 | 67 | 213279892
Star Air Kontrol | SAK-09-CC/220V | SAK-09-CC/220V |  | 9000 | 10000 | 20 | 13 | 10 | 1.9 | 75 | 74 | 213279891
Star Air Kontrol | SAK-48CONS/220V | SAK-48CONS/220V |  | 48000 | 50000 | 18.9 | 9.3 | 10 | 1.85 | 58 | 70 | 213279889
Star Air Kontrol | SAK-24CONS/220V | SAK-24CONS/220V |  | 24000 | 24000 | 21.2 | 12.5 | 10.3 | 2.2 | 67 | 76 | 213279887
DUCANE | 4DHPS209S-1P | DWM206S4-*P |  | 6000 | 7000 | 26.5 | 15.8 | 13.6 | 2.1 | 121 | 107 | 213279886
CONCORD | 4DHPS209S-1P | DWM206S4-*P |  | 6000 | 7000 | 26.5 | 15.8 | 13.6 | 2.1 | 121 | 107 | 213279885
Armstrong Air | 4DHPS209S-1P | DWM206S4-*P |  | 6000 | 7000 | 26.5 | 15.8 | 13.6 | 2.1 | 121 | 107 | 213279884
Allied | 4DHPS209S-1P | DWM206S4-*P |  | 6000 | 7000 | 26.5 | 15.8 | 13.6 | 2.1 | 121 | 107 | 213279883
AirEase | 4DHPS209S-1P | DWM206S4-*P |  | 6000 | 7000 | 26.5 | 15.8 | 13.6 | 2.1 | 121 | 107 | 213279882
SAMSUNG | AR15CSDABWKX | AR15CSDABWKN |  | 15000 | 15000 | 21.5 | 14 | 10.8 | 2 | 136 | 109 | 210445761
SAMSUNG | AR12CSDABWKX | AR12CSDABWKN |  | 12000 | 12000 | 23 | 13.5 | 10.5 | 2.2 | 95 | 91 | 210445759
SAMSUNG | AR09CSDACWKX | AR09CSDABWKN |  | 9000 | 11000 | 24.5 | 15.5 | 10.5 | 2.3 | 91 | 78 | 210445758
SAMSUNG | AR09CSDABWKX | AR09CSDABWKN |  | 9000 | 11000 | 24.5 | 15.5 | 10.5 | 2.3 | 91 | 78 | 210445757
SAMSUNG | AR15CSDACWKX | AR15CSDABWKN |  | 15000 | 15000 | 21.5 | 14 | 10.8 | 2 | 136 | 109 | 210436265
DAIKIN | RX09BXVJU | FTX09BXVJU |  | 8900 | 10000 | 20 | 12.5 | 10 | 1.8 | 62 | 58 | 211291633
DAIKIN | RX12BXVJU | FTX12BXVJU |  | 10900 | 13500 | 20 | 12.5 | 10 | 1.8 | 64 | 55 | 211291634
Gridless | O-AYD24SD-1 | I-AYD24W-1 |  | 24000 | 26000 | 21 | 12.5 | 10 | 1.75 | 60 | 70 | 213265555
SHARP | AE-X12TU | AY-XPC12TU |  | 11500 | 14000 | 23 | 12.5 | 10.4 | 2.31 | 60 | 66 | 8740799
SHARP | AE-X12THU | AY-XP12THU |  | 11500 | 14000 | 25 | 15 | 12.5 | 2.56 | 61 | 100 | 8796398
AC PRO.COM | AWH09AGCXD-A3DNA1A/O | AWH09QCXD-A3DNB8A/I |  | 9100 | 10000 | 27 | 14.55 | 10 | 1.87 | 70 | 99 | 210838006
GREE | GWH09AGCXD-A3DNA1A/O | GWH09QCXD-A3DN***/I |  | 9100 | 10000 | 27 | 14.55 | 10 | 1.87 | 70 | 99 | 209248931
ACD | PUD09KCH25S-O | PUD09KCH25S-I |  | 9100 | 10500 | 25.5 | 14.7 | 10.2 | 1.86 | 67 | 87 | 210534142
GREE | GWH09AGCXD-D3DNA1A/O | GWH09AFCXD-D3DN***/I |  | 9100 | 10500 | 25.5 | 14.7 | 10.2 | 1.86 | 67 | 87 | 209248930
AireForce | GXH09(2.6)LSK4DH2 | GHH09(2.6)LUK4DH2 |  | 9100 | 10500 | 25.5 | 14.7 | 10.2 | 1.86 | 67 | 87 | 211635186
AC PRO.COM | AWH09AGCXD-D3DNA1A/O | AWH09QCXD-D3DNB8A/I |  | 9100 | 10500 | 25.5 | 14.7 | 10.2 | 1.86 | 67 | 87 | 210838007
GIBSON | GXH09(2.6)LSK4DH2 | GHH09(2.6)LUK4DH2 |  | 9100 | 10500 | 25.5 | 14.7 | 10.2 | 1.86 | 67 | 87 | 210534170
AIRTEMP | GXH09(2.6)LSK4DH2 | GHH09(2.6)LUK4DH2 |  | 9100 | 10500 | 25.5 | 14.7 | 10.2 | 1.86 | 67 | 87 | 210534161
GREE | GWH09AGCXD-D3DNA1A/O | GWH09QCXD-D3DN***/I |  | 9100 | 10500 | 25.5 | 14.7 | 10.2 | 1.86 | 67 | 87 | 209248929
RUNTRU | M4THS2324A11NAA | M4MHW2324A1N0AA |  | 22000 | 24000 | 23 | 13 | 9.5 | 1.8 | 65 | 83 | 208185842
Ameristar | M4THS2324A11NAA | M4MHW2324A1N0AA |  | 22000 | 24000 | 23 | 13 | 9.5 | 1.8 | 65 | 83 | 208185841
GREE | GWH24QE-D3DNC6T/O | GWH24QE-D3DN***/I |  | 22000 | 24000 | 23 | 13 | 9.5 | 1.8 | 65 | 83 | 207861999
WABBAN | BB09HXP2A1DO | BB09HXP2A1DI |  | 9100 | 10500 | 25.5 | 14.7 | 10.2 | 1.86 | 67 | 87 | 210627716
Stealth Comfort | SC-09ZGLD-HP230 | SC-09WGLD-HP230 |  | 9100 | 10500 | 25.5 | 14.7 | 10.2 | 1.86 | 67 | 87 | 208650759
DIYCOOL | SC-09ZGLD-HP230 | SC-09WGLD-HP230 |  | 9100 | 10500 | 25.5 | 14.7 | 10.2 | 1.86 | 67 | 87 | 208650750
ACIQ | SC-09ZGLD-HP230 | SC-09WGLD-HP230 |  | 9100 | 10500 | 25.5 | 14.7 | 10.2 | 1.86 | 67 | 87 | 208650741
1HVAC | SC-09ZGLD-HP230 | SC-09WGLD-HP230 |  | 9100 | 10500 | 25.5 | 14.7 | 10.2 | 1.86 | 67 | 87 | 208650732
GREE | GWH09AGCXD-D3DNA1A/O | GWH09AGCXD-D3DN***/I |  | 9100 | 10500 | 25.5 | 14.7 | 10.2 | 1.86 | 67 | 87 | 207708810
ACIQ | SC-24ZGLD-HP230 | SC-24WGLD-HP230 |  | 22000 | 24000 | 24.5 | 13.1 | 9.5 | 1.75 | 63 | 67 | 208650740
1HVAC | SC-24ZGLD-HP230 | SC-24WGLD-HP230 |  | 22000 | 24000 | 24.5 | 13.1 | 9.5 | 1.75 | 63 | 67 | 208650731
WABBAN | BB24HXP2A1DO | BB24HXP2A1DI |  | 22000 | 24000 | 24.5 | 13.1 | 9.5 | 1.75 | 63 | 67 | 210627718
GREE | GWH09AGCXD-A3DNA1A/O | GWH09AGCXD-A3DN***/I |  | 9100 | 10000 | 27 | 14.55 | 10 | 1.87 | 70 | 99 | 207708809
DIYCOOL | SC-24ZGLD-HP230 | SC-24WGLD-HP230 |  | 22000 | 24000 | 24.5 | 13.1 | 9.5 | 1.75 | 63 | 67 | 208650749
Stealth Comfort | SC-24ZGLD-HP230 | SC-24WGLD-HP230 |  | 22000 | 24000 | 24.5 | 13.1 | 9.5 | 1.75 | 63 | 67 | 208650758
ACD | PUD24KCH24S-O | PUD24KCH24S-I |  | 22000 | 24000 | 24.5 | 13.1 | 9.5 | 1.75 | 63 | 67 | 210534144
GREE | GWH24AGEXH-D3DNA1A/O | GWH24*****-D3DN***/I |  | 22000 | 24000 | 24.5 | 13.1 | 9.5 | 1.75 | 63 | 67 | 207690460
GREE | GWH09AGC-A3DNA1A/O | GWH09AFC-A3DN**A/I |  | 9100 | 10000 | 26.5 | 14 | 10 | 1.88 | 70 | 90 | 207318105
Impecca | ISAS-0921 | ISAS-IW90 |  | 9100 | 10000 | 26.5 | 14 | 10 | 1.88 | 70 | 90 | 207615701
AMERICAN STANDARD | 4TXK2509A10N0** | 4MXW2509A10N0** |  | 9100 | 11000 | 25 | 14.7 | 9.5 | 1.8 | 66 | 82 | 207629144
TRANE | 4TXK2509A10N0** | 4MXW2509A10N0** |  | 9100 | 11000 | 25 | 14.7 | 9.5 | 1.8 | 66 | 82 | 207629143
GREE | GWH09AGC-D3DNA1B/O | GWH09QC-D3DN***/I |  | 9100 | 11000 | 25 | 14.7 | 9.5 | 1.8 | 66 | 82 | 207318103
AMERICAN STANDARD | 4TXK2524A10N0** | 4MXW2524A10N0** |  | 22000 | 24000 | 24 | 13 | 9.5 | 1.8 | 65 | 83 | 207629152
TRANE | 4TXK2524A10N0** | 4MXW2524A10N0** |  | 22000 | 24000 | 24 | 13 | 9.5 | 1.8 | 65 | 83 | 207629151
GREE | GWH24AGE-D3DNA1A/O | GWH24QE-D3DN***/I |  | 22000 | 24000 | 24 | 13 | 9.5 | 1.8 | 65 | 83 | 207169058
AMERICAN STANDARD | 4TXK2509A10N0** | 4MXX8509B10N0** |  | 9100 | 11000 | 19.5 | 13.3 | 9.8 | 1.8 | 63 | 82 | 212292417
TRANE | 4TXK2509A10N0** | 4MXX8509B10N0** |  | 9100 | 11000 | 19.5 | 13.3 | 9.8 | 1.8 | 63 | 82 | 212292416
GREE | GWH09AGC-D3DNA1B/O | GTH(09)CA-D3DN***/I |  | 9100 | 11000 | 19.5 | 13.3 | 9.8 | 1.8 | 63 | 82 | 207168480
GREE | GWH18YE-D3DNA1A/O | GWH18AFE-D3DN***/I |  | 18000 | 18000 | 22 | 13.5 | 10 | 1.8 | 79 | 111 | 207096511
GREE | GWH24YE-D3DNA1A/O | GWH24AFE-D3DN***/I |  | 22000 | 24000 | 21.5 | 13 | 9.5 | 1.9 | 65 | 100 | 207094533
Impecca | ISAS-2421 | ISAS-IW244 |  | 22000 | 24000 | 21.5 | 13 | 9.5 | 1.9 | 65 | 100 | 207615702
TRANE | 4TXK2524A10N0** | 4MXC8524B10N0** |  | 22000 | 24000 | 20 | 12 | 9.5 | 1.8 | 65 | 67 | 211727043
AMERICAN STANDARD | 4TXK2524A10N0** | 4MXC8524B10N0** |  | 22000 | 24000 | 20 | 12 | 9.5 | 1.8 | 65 | 67 | 211727036
GREE | GWH24AGE-D3DNA1A/O | GKH(24)BC-D3DN***/I |  | 22000 | 24000 | 20 | 12 | 9.5 | 1.8 | 65 | 67 | 206913033
GREE | GWH09ACD-D3DNA1A/O | GWH09AFD-D3DN***/I |  | 9000 | 9000 | 27 | 16.6 | 11 | 1.91 | 89 | 144 | 206839104
GREE | 3VIR09HP115V1AO | 3VIR09HP115V1AH |  | 9100 | 10000 | 26.5 | 14 | 10 | 1.88 | 70 | 90 | 206839102
GREE | 3VIR09HP230V1AO | 3VIR09HP230V1AH |  | 9100 | 11000 | 25 | 14.7 | 9.5 | 1.8 | 66 | 82 | 206839101
GREE | 3VIR24HP230V1AO | 3VIR24HP230V1AH |  | 22000 | 24000 | 24 | 13 | 9.5 | 1.8 | 65 | 83 | 206839098
RUNTRU | M4THS2309A11N** | M4MHW2309A1N0** |  | 9100 | 11000 | 23 | 14.3 | 9.5 | 1.93 | 66 | 82 | 207642984
Ameristar | M4THS2309A11N** | M4MHW2309A1N0** |  | 9100 | 11000 | 23 | 14.3 | 9.5 | 1.93 | 66 | 82 | 207642983
GREE | GWH09QC-D3DNC4B/O | GWH09QC-D3DN***/I |  | 9100 | 11000 | 23 | 14.3 | 9.5 | 1.93 | 66 | 82 | 206791547
LBG Products | LBH09DWO | LBH09DWI |  | 9100 | 11000 | 23 | 14.3 | 9.5 | 1.93 | 66 | 82 | 206853245
GREE | GWH09AGC-A3DNA1A/O | GWH09QC-A3DN***/I |  | 9100 | 10000 | 26.5 | 14 | 10 | 1.88 | 70 | 90 | 206724946
LBG Products | LBH09AWO | LBH09AWI |  | 9100 | 10000 | 26.5 | 14 | 10 | 1.88 | 70 | 90 | 206726728
GREE | GWH09AGC-A3DNA1A/O | GWH09AGC-A3DN***/I |  | 9100 | 10000 | 26.5 | 14 | 10 | 1.88 | 70 | 90 | 206717629
GREE | SAP09HP230V1AO | SAP09HP230V1AH |  | 9000 | 9000 | 27 | 16.6 | 11 | 1.91 | 89 | 144 | 10149900
TOSOT | TW24HQ3D6DO | TW24HQ3D6DI |  | 22000 | 24000 | 21.5 | 13 | 9.5 | 1.9 | 65 | 100 | 10062021
TOSOT | TW18HQ3D6DO | TW18HQ3D6DI |  | 18000 | 18000 | 22 | 13.5 | 10 | 1.8 | 79 | 111 | 10062020
TOSOT | TW09HQ3D6DO | TW09HQ3D6DI |  | 9000 | 9000 | 27 | 16.6 | 11 | 1.91 | 89 | 144 | 10062018
INNOVAIR | EIN24H2V32(O) | EIN24H2V32(I) |  | 22000 | 24000 | 21.5 | 13 | 9.5 | 1.9 | 65 | 100 | 206330210
GREE | GWH24YE-D3DNA1A/O | GWH24AAE-D3DN***/I |  | 22000 | 24000 | 21.5 | 13 | 9.5 | 1.9 | 65 | 100 | 9123256
BLUERIDGE | BMKH2422/O | BMKH2422/I |  | 22000 | 24000 | 21.5 | 13 | 9.5 | 1.9 | 65 | 100 | 205968031
GREE | GWH24ATEXF-D3DNA1F/O | GWH24AWEXF-D3DN***/I |  | 22000 | 24000 | 24.5 | 12.25 | 10 | 1.8 | 65 | 79 | 212600486
GREE | GWH24ATEXF-D3DNA1F/O | GWH24ATEXF-D3DN***/I |  | 22000 | 24000 | 24.5 | 12.25 | 10 | 1.8 | 65 | 79 | 212596834
KINGHOME | KW24HQ25SDO | KM24HBKDI |  | 22000 | 24000 | 21 | 11.9 | 9.5 | 1.8 | 63 | 67 | 212437234
KINGHOME | KW09HQ25SDO | KM09HT1DI |  | 9100 | 10500 | 19 | 13 | 9.5 | 1.85 | 58 | 95 | 212437226
GREE | GWH24ACEXH-S3DNA1A/O | GWH24ACEXH-S3DN***/I |  | 22000 | 24000 | 22.5 | 13.3 | 9.5 | 1.88 | 60 | 92 | 212386795
TOSOT | TW24HXP2A1DO | TM24HBKDI |  | 22000 | 24000 | 21 | 11.9 | 9.5 | 1.8 | 63 | 67 | 212365401
TOSOT | TW09HXP2A1DO | TM09HBTDI |  | 9100 | 10500 | 19 | 13 | 9.5 | 1.85 | 58 | 95 | 212365393
GREE | 3VIR24HP230V1BO | 3VIR24HP230V1BH |  | 22000 | 24000 | 24.5 | 13.1 | 9.5 | 1.8 | 63 | 83 | 211755708
GREE | 3VIR09HP230V1BO | 3VIR09HP230V1BH |  | 9100 | 10500 | 25.5 | 14.7 | 10.2 | 1.86 | 67 | 87 | 211755705
GREE | 3VIR09HP115V1BO | 3VIR09HP115V1BH |  | 9100 | 10000 | 27 | 14.55 | 10 | 1.87 | 70 | 99 | 211755703
KINGHOME | KAM24HO | KM24HK1DI |  | 22000 | 24000 | 20 | 12 | 9.5 | 1.8 | 65 | 67 | 211749845
FOREST AIR | FGH-18ES/E-38-O | FGH-18ES/E-38-I |  | 18000 | 18000 | 22 | 13.5 | 10 | 1.8 | 79 | 111 | 206720377
INNOVAIR | EIN18H2V32(O) | EIN18H2V32(I) |  | 18000 | 18000 | 22 | 13.5 | 10 | 1.8 | 79 | 111 | 206330209
GREE | GWH18YE-D3DNA1A/O | GWH18AAE-D3DN***/I |  | 18000 | 18000 | 22 | 13.5 | 10 | 1.8 | 79 | 111 | 9114294
BLUERIDGE | BMKH1824/O | BMKH1824/I |  | 18000 | 18000 | 22 | 13.5 | 10 | 1.8 | 79 | 111 | 205968029
ACD | UHD24KCH22S-O | UHD24KCH22SB-I |  | 22000 | 24000 | 21.5 | 13 | 9.5 | 1.9 | 65 | 100 | 211749868
ACD | UHD24KCH22S-O | UHD24KCH22S-I |  | 22000 | 24000 | 21.5 | 13 | 9.5 | 1.9 | 65 | 100 | 202132789
WABBAN | BB24HQ3D6DO | BB24HQ3D6DI |  | 22000 | 24000 | 21.5 | 13 | 9.5 | 1.9 | 65 | 100 | 201903175
AC PRO.COM | AWH24YE-D3DNA1A/O | AWH24QE-D3DN***/I |  | 22000 | 24000 | 21.5 | 13 | 9.5 | 1.9 | 65 | 100 | 10569076
GREE | GWH24YE-D3DNA1A/O | GWH24QE-D3DN***/I |  | 22000 | 24000 | 21.5 | 13 | 9.5 | 1.9 | 65 | 100 | 9102794
AMERICAN STANDARD | 4TXK3824A10NU** | 4MXW3824A10NU** |  | 22000 | 24000 | 21.5 | 13 | 9.5 | 1.9 | 65 | 100 | 9150128
TRANE | 4TXK3824A10NU** | 4MXW3824A10NU** |  | 22000 | 24000 | 21.5 | 13 | 9.5 | 1.9 | 65 | 100 | 9150127
GREE | GWH24YE-D3DNA1A/O | GWH24YE-D3DN***/I |  | 22000 | 24000 | 21.5 | 13 | 9.5 | 1.9 | 65 | 100 | 9102793
ACD | UHD18KCH25S-O | UHD18KCH25SB-I |  | 18000 | 18000 | 22 | 13.5 | 10 | 1.8 | 79 | 111 | 211749867
MAX-R | MAX-R 18K35 GR38 (OUT) | MAX-R 18K35 GR38 (INT) |  | 18000 | 18000 | 22 | 13.5 | 10 | 1.8 | 79 | 111 | 205982980
ACD | UHD18KCH25S-O | UHD18KCH25S-I |  | 18000 | 18000 | 22 | 13.5 | 10 | 1.8 | 79 | 111 | 202110485
WABBAN | BB18HQ3D6DO | BB18HQ3D6DI |  | 18000 | 18000 | 22 | 13.5 | 10 | 1.8 | 79 | 111 | 201903174
AC PRO.COM | AWH18YE-D3DNA1A/O | AWH18QE-D3DN***/I |  | 18000 | 18000 | 22 | 13.5 | 10 | 1.8 | 79 | 111 | 10569075
GREE | GWH18YE-D3DNA1A/O | GWH18QE-D3DN***/I |  | 18000 | 18000 | 22 | 13.5 | 10 | 1.8 | 79 | 111 | 9102074
AMERICAN STANDARD | 4TXK3818A10NU** | 4MXW3818A10NU** |  | 18000 | 18000 | 22 | 13.5 | 10 | 1.8 | 79 | 111 | 9150126
TRANE | 4TXK3818A10NU** | 4MXW3818A10NU** |  | 18000 | 18000 | 22 | 13.5 | 10 | 1.8 | 79 | 111 | 9150125
GREE | GWH18YE-D3DNA1A/O | GWH18YE-D3DN***/I |  | 18000 | 18000 | 22 | 13.5 | 10 | 1.8 | 79 | 111 | 9102073
KINGHOME | KAM09HO | KM09HT1DI |  | 9100 | 11000 | 19.5 | 13.3 | 9.8 | 1.8 | 63 | 82 | 211749837
GREE | 3VIR24HP230V1BO | CAS24HP230V1BC |  | 22000 | 24000 | 21 | 11.9 | 9.5 | 1.8 | 63 | 67 | 211726659
GREE | 3VIR09HP230V1BO | FLR09HP230V1BF |  | 9100 | 10500 | 19 | 13 | 9.5 | 1.85 | 58 | 95 | 211726651
TOSOT | TW09HXP2A1DO | TW09HXP2A1DI |  | 9100 | 10500 | 25.5 | 14.7 | 10.2 | 1.86 | 67 | 87 | 211177520
TOSOT | TW09HXP2A1AO | TW09HXP2A1AI |  | 9100 | 10000 | 27 | 14.55 | 10 | 1.87 | 70 | 99 | 211177518
TOSOT | TWH24AG25A2DO | TWH24AG25A2DI |  | 22000 | 24000 | 24.5 | 13.1 | 9.5 | 1.75 | 63 | 67 | 210485387
TOSOT | TWH09AG25A2DO | TWH09AG25A2DI |  | 9100 | 10500 | 25.5 | 14.7 | 10.2 | 1.86 | 67 | 87 | 210485384
TOSOT | TWH09AG25A2AO | TWH09AG25A2AI |  | 9100 | 10000 | 27 | 14.55 | 10 | 1.87 | 70 | 99 | 210485383
GREE | 3VIR24HP230V1BO | 3VIR24HP230V1AH |  | 22000 | 24000 | 24.5 | 13.1 | 9.5 | 1.75 | 63 | 67 | 210278968
GREE | 3VIR09HP230V1BO | 3VIR09HP230V1AH |  | 9100 | 10500 | 25.5 | 14.7 | 10.2 | 1.86 | 67 | 87 | 210278967
GREE | 3VIR09HP115V1BO | 3VIR09HP115V1AH |  | 9100 | 10000 | 27 | 14.55 | 10 | 1.87 | 70 | 99 | 210278966
KINGHOME | KW24HQ25SDO | KW24HQ25SDI |  | 22000 | 24000 | 24.5 | 13.1 | 9.5 | 1.75 | 63 | 67 | 209847251
KINGHOME | KW09HQ25SAO | KW09HQ25SAI |  | 9100 | 10000 | 27 | 14.55 | 10 | 1.87 | 70 | 99 | 209847250
KINGHOME | KW09HQ25SDO | KW09HQ25SDI |  | 9100 | 10500 | 25.5 | 14.7 | 10.2 | 1.86 | 67 | 87 | 209847249
GREE | GWH09AGCXD-D3DNA1A/O | GTH(09)CA-D3DN***/I |  | 9100 | 10500 | 19 | 13 | 9.5 | 1.85 | 58 | 95 | 209550322
AireForce | GXH24(7.0)LSK4DH2 | GHH24(7.0)LUK4DH2 |  | 22000 | 24000 | 24.5 | 13.1 | 9.5 | 1.75 | 63 | 67 | 211635189
AC PRO.COM | AWH24AGEXH-D3DNA1A/O | AWH24QEXH-D3DNB8A/I |  | 22000 | 24000 | 24.5 | 13.1 | 9.5 | 1.75 | 63 | 67 | 210838010
GIBSON | GXH24(7.0)LSK4DH2 | GHH24(7.0)LUK4DH2 |  | 22000 | 24000 | 24.5 | 13.1 | 9.5 | 1.75 | 63 | 67 | 210534172
AIRTEMP | GXH24(7.0)LSK4DH2 | GHH24(7.0)LUK4DH2 |  | 22000 | 24000 | 24.5 | 13.1 | 9.5 | 1.75 | 63 | 67 | 210534163
LENNOX | LI024HO-250P432 | LI024HI-250P432 |  | 22000 | 24000 | 24.5 | 13.1 | 9.5 | 1.75 | 63 | 67 | 209399480
GREE | GWH24AGEXH-D3DNA1A/O | GWH24QEXH-D3DN***/I |  | 22000 | 24000 | 24.5 | 13.1 | 9.5 | 1.75 | 63 | 67 | 209397902
AIRTEMP | GXH24(7.0)LSK4DH2 | GKH24(7.0)FMK4DH1 |  | 22000 | 24000 | 21 | 11.9 | 9.5 | 1.8 | 63 | 67 | 212925560
GIBSON | GXH24(7.0)LSK4DH2 | GKH24(7.0)FMK4DH1 |  | 22000 | 24000 | 21 | 11.9 | 9.5 | 1.8 | 63 | 67 | 212925559
GREE | GWH24AGEXH-D3DNA1A/O | GKH(24)BC-D3DN***/I |  | 22000 | 24000 | 21 | 11.9 | 9.5 | 1.8 | 63 | 67 | 208158335
AireForce | GXH24(7.0)LSK4DH2 | GKH24(7.0)FMK4DH1 |  | 22000 | 24000 | 21 | 11.9 | 9.5 | 1.8 | 63 | 67 | 212925558
INNOVAIR | EIN10H2V32(O) | EIN10H2V32(I) |  | 9000 | 9000 | 27 | 16.6 | 11 | 1.91 | 89 | 144 | 206330207
BLUERIDGE | BMKH0938/O | BMKH0938/I |  | 9000 | 9000 | 27 | 16.6 | 11 | 1.91 | 89 | 144 | 205968027
GREE | GWH09ACD-D3DNA1A/O | GWH09AAD-D3DN***/I |  | 9000 | 9000 | 27 | 16.6 | 11 | 1.91 | 89 | 144 | 204325176
KINGHOME | KW24HQ3D6DO | KW24HQ3D6DI |  | 22000 | 24000 | 21.5 | 13 | 9.5 | 1.9 | 65 | 100 | 203498481
KINGHOME | KW18HQ3D6DO | KW18HQ3D6DI |  | 18000 | 18000 | 22 | 13.5 | 10 | 1.8 | 79 | 111 | 203493071
KINGHOME | KW09HQ3D6DO | KW09HQ3D6DI |  | 9000 | 9000 | 27 | 16.6 | 11 | 1.91 | 89 | 144 | 203493069
ACD | UHD09KCH38SB-O | UHD09KCH38SC-I |  | 9000 | 9000 | 27 | 16.6 | 11 | 1.91 | 89 | 144 | 211749865
GREE | GWH09ACD-D3DNA1A/O | GWH09YD-D3DN***/I |  | 9000 | 9000 | 27 | 16.6 | 11 | 1.91 | 89 | 144 | 202373830
AMERICAN STANDARD | 4TXK3809B10NU** | 4MXW3809B10NU** |  | 9000 | 9000 | 27 | 16.6 | 11 | 1.91 | 89 | 144 | 204340355
AC PRO.COM | AWH09ACD-D3DNA1A/O | AWH09QD-D3DND6B/I |  | 9000 | 9000 | 27 | 16.6 | 11 | 1.91 | 89 | 144 | 202409833
TRANE | 4TXK3809B10NU** | 4MXW3809B10NU** |  | 9000 | 9000 | 27 | 16.6 | 11 | 1.91 | 89 | 144 | 204340354
ACD | UHD09KCH38SB-O | UHD09KCH38SB-I |  | 9000 | 9000 | 27 | 16.6 | 11 | 1.91 | 89 | 144 | 202409832
WABBAN | BB09HQ4D6DO | BB09HQ4D6DI |  | 9000 | 9000 | 27 | 16.6 | 11 | 1.91 | 89 | 144 | 202409831
GREE | GWH09ACD-D3DNA1A/O | GWH09QD-D3DN***/I |  | 9000 | 9000 | 27 | 16.6 | 11 | 1.91 | 89 | 144 | 202360989
LENNOX | LI018HO-380P432 | LI018HI-380P432 |  | 18000 | 18000 | 22 | 13.5 | 10 | 1.8 | 79 | 111 | 208917517
Stealth Comfort | SC-18ZPL-HP230 | SC-18WPL-HP230 |  | 18000 | 18000 | 22 | 13.5 | 10 | 1.8 | 79 | 111 | 208650755
DIYCOOL | SC-18ZPL-HP230 | SC-18WPL-HP230 |  | 18000 | 18000 | 22 | 13.5 | 10 | 1.8 | 79 | 111 | 208650746
ACIQ | SC-18ZPL-HP230 | SC-18WPL-HP230 |  | 18000 | 18000 | 22 | 13.5 | 10 | 1.8 | 79 | 111 | 208650737
1HVAC | SC-18ZPL-HP230 | SC-18WPL-HP230 |  | 18000 | 18000 | 22 | 13.5 | 10 | 1.8 | 79 | 111 | 208650728
GREE | GWH18YE-D3DNA1A/O | GWH18ACE-D3DN***/I |  | 18000 | 18000 | 22 | 13.5 | 10 | 1.8 | 79 | 111 | 10318079
LENNOX | LI009HO-380P432 | LI009HI-380P432 |  | 9000 | 9000 | 27 | 16.6 | 11 | 1.91 | 89 | 144 | 208917513
Stealth Comfort | SC-09ZPL-HP230 | SC-09WPL-HP230 |  | 9000 | 9000 | 27 | 16.6 | 11 | 1.91 | 89 | 144 | 208650753
DIYCOOL | SC-09ZPL-HP230 | SC-09WPL-HP230 |  | 9000 | 9000 | 27 | 16.6 | 11 | 1.91 | 89 | 144 | 208650744
ACIQ | SC-09ZPL-HP230 | SC-09WPL-HP230 |  | 9000 | 9000 | 27 | 16.6 | 11 | 1.91 | 89 | 144 | 208650735
1HVAC | SC-09ZPL-HP230 | SC-09WPL-HP230 |  | 9000 | 9000 | 27 | 16.6 | 11 | 1.91 | 89 | 144 | 208650726
GREE | GWH09ACD-D3DNA1A/O | GWH09ACD-D3DN***/I |  | 9000 | 9000 | 27 | 16.6 | 11 | 1.91 | 89 | 144 | 10318077
LENNOX | LI024HO-380P432 | LI024HI-380P432 |  | 22000 | 24000 | 21.5 | 13 | 9.5 | 1.9 | 65 | 100 | 208917519
Stealth Comfort | SC-24ZPL-HP230 | SC-24WPL-HP230 |  | 22000 | 24000 | 21.5 | 13 | 9.5 | 1.9 | 65 | 100 | 208650756
DIYCOOL | SC-24ZPL-HP230 | SC-24WPL-HP230 |  | 22000 | 24000 | 21.5 | 13 | 9.5 | 1.9 | 65 | 100 | 208650747
ACIQ | SC-24ZPL-HP230 | SC-24WPL-HP230 |  | 22000 | 24000 | 21.5 | 13 | 9.5 | 1.9 | 65 | 100 | 208650738
1HVAC | SC-24ZPL-HP230 | SC-24WPL-HP230 |  | 22000 | 24000 | 21.5 | 13 | 9.5 | 1.9 | 65 | 100 | 208650729
GREE | GWH24YE-D3DNA1A/O | GWH24ACE-D3DN***/I |  | 22000 | 24000 | 21.5 | 13 | 9.5 | 1.9 | 65 | 100 | 10203163
GREE | SAP24HP230V1AO | SAP24HP230V1AH |  | 22000 | 24000 | 21.5 | 13 | 9.5 | 1.9 | 65 | 100 | 10157571
GREE | SAP18HP230V1AO | SAP18HP230V1AH |  | 18000 | 18000 | 22 | 13.5 | 10 | 1.8 | 79 | 111 | 10157570
Trane / Mitsubishi Electric | TRUZA0121KA80** | PKA-A12LA* |  | 12000 | 18000 | 21.3 | 13.3 | 10.2 | 2.07 | 59 | 42 | 213307636
Trane / Mitsubishi Electric | PUZ-A12NKA8*** | TPKA0A0121LA*** |  | 12000 | 18000 | 21.3 | 13.3 | 10.2 | 2.07 | 59 | 42 | 213307618
ForestAir | FGH-09ES/E25-O | FGH-09ES/E25-I |  | 9100 | 11000 | 25 | 14.7 | 9.5 | 1.8 | 66 | 82 | 211624983
GREE | GWH09AGC-D3DNA1B/O | GWH09AGC-D3DN***/I |  | 9100 | 11000 | 25 | 14.7 | 9.5 | 1.8 | 66 | 82 | 206395963
WABBAN | BB24HXP2A1DO | BBM24HBKDI |  | 22000 | 24000 | 21 | 11.9 | 9.5 | 1.8 | 63 | 67 | 213319281
WABBAN | BB09HXP2A1DO | BBM09HBTDI |  | 9100 | 10500 | 19 | 13 | 9.5 | 1.85 | 58 | 95 | 213319273
PIONEER | YN018GMFI22RPE | FB018GMFILDFHE |  | 16000 | 17000 | 22.4 | 12.5 | 10.4 | 2.32 | 79 | 75 | 213349747
PIONEER | YN009GMFI22RPE | CK009GMFILCFHD |  | 9000 | 11000 | 22.5 | 13 | 11.5 | 2.34 | 73 | 70 | 213349746
PIONEER | YN012GMFI22RPE | CK012GMFILCFHD |  | 12000 | 12500 | 22 | 12.6 | 9.8 | 2.21 | 62 | 62 | 213349745
PIONEER | YN018GMFI22RPE | CK018GMFILCFHD |  | 18000 | 19000 | 21.8 | 12.5 | 10.7 | 2.3 | 64 | 69 | 213349744
DIAL | 18000-UNI-O | 18000Z-CAS-I |  | 18000 | 18800 | 20.5 | 12.5 | 10 | 2.36 | 64 | 70 | 206838616
WESTINGHOUSE | WHU18SZA21S | WHU18CTA21S |  | 18000 | 18800 | 20.5 | 12.5 | 10 | 2.36 | 64 | 70 | 207237537
AIR-CON | ASLCI4H4S18 | ASLEC4H4S18 |  | 18000 | 18800 | 20.5 | 12.5 | 10 | 2.36 | 64 | 70 | 205129519
HITACHI | RAS-2.0PNNBDH1 | RCI-2.0PNN1DH |  | 18000 | 18800 | 20.5 | 12.5 | 10 | 2.36 | 64 | 70 | 206750855
FRIEDRICH | FPHFR18A3A | FPHFC18A3B |  | 18000 | 18800 | 20.5 | 12.5 | 10 | 2.36 | 64 | 70 | 205104719
HAXXAIR | HVHSC-18T2D | HAHC-18T2D |  | 18000 | 18800 | 20.5 | 12.5 | 10 | 2.36 | 64 | 70 | 205921367
HISENSE | AUW-18U3SF | ACT-18UR3SGB |  | 18000 | 18800 | 20.5 | 12.5 | 10 | 2.36 | 64 | 70 | 205013613
WESTINGHOUSE | WHU09SZA21S | WHU09CTA21S |  | 9000 | 10000 | 20.5 | 12.85 | 10 | 2.26 | 72 | 83 | 207237535
DIAL | 9000-UNI-O | 9000Z-CAS-I |  | 9000 | 10000 | 20.5 | 12.85 | 10 | 2.26 | 72 | 83 | 206838614
HITACHI | RAS-1.0PNNBDH1 | RCIM-1.0PNN1DH |  | 9000 | 10000 | 20.5 | 12.85 | 10 | 2.26 | 72 | 83 | 206750851
AIR-CON | ASLCI4H4S09 | ASLEC4H4S09 |  | 9000 | 10000 | 20.5 | 12.85 | 10 | 2.26 | 72 | 83 | 205129515
FRIEDRICH | FPHFR09A3A | FPHFC09A3B |  | 9000 | 10000 | 20.5 | 12.85 | 10 | 2.26 | 72 | 83 | 205048197
HISENSE | AUW-09U3SS | ACT-09UR3SCA |  | 9000 | 10000 | 20.5 | 12.85 | 10 | 2.26 | 72 | 83 | 204835478
WESTINGHOUSE | WHU24SZA21S | WHU24CTA21S |  | 24000 | 26000 | 18.5 | 12.5 | 10 | 2.2 | 73 | 73 | 207237538
DIAL | 24000-UNI-O | 24000Z-CAS-I |  | 24000 | 26000 | 18.5 | 12.5 | 10 | 2.2 | 73 | 73 | 206838617
HITACHI | RAS-3.0PNNBDH1 | RCI-3.0PNN1DH |  | 24000 | 26000 | 18.5 | 12.5 | 10 | 2.2 | 73 | 73 | 206750857
AIR-CON | ASLCI4H4S24 | ASLEC4H4S24 |  | 24000 | 26000 | 18.5 | 12.5 | 10 | 2.2 | 73 | 73 | 205129521
FRIEDRICH | FPHFR24A3A | FPHFC24A3B |  | 24000 | 26000 | 18.5 | 12.5 | 10 | 2.2 | 73 | 73 | 205123805
HISENSE | AUW-24U3SA | ACT-24UR3SGB |  | 24000 | 26000 | 18.5 | 12.5 | 10 | 2.2 | 73 | 73 | 203167189
DIAL | SZUN24WW230 | EMCA24CRE230 |  | 24000 | 26000 | 18.5 | 12.5 | 10 | 2.2 | 73 | 73 | 213350259
DIAL | SZUN18WW230 | EMCA18CRE230 |  | 18000 | 18800 | 20.5 | 12.5 | 10 | 2.36 | 64 | 70 | 213350261
ForestAir | FGH-24ES/E25-O | FGH-24ES/E25-I |  | 22000 | 24000 | 24 | 13 | 9.5 | 1.8 | 65 | 83 | 211624984
GREE | GWH24AGE-D3DNA1A/O | GWH24AGE-D3DN***/I |  | 22000 | 24000 | 24 | 13 | 9.5 | 1.8 | 65 | 83 | 206335352
FRIEDRICH | FPHFR12A3A | FPHFC12A3B |  | 12000 | 12000 | 20.5 | 12.5 | 9.5 | 2.3 | 63 | 71 | 205104716
HITACHI | RAS-1.5PNNBDH1 | RCIM-1.5PNN1DH |  | 12000 | 12000 | 20.5 | 12.5 | 9.5 | 2.3 | 63 | 71 | 206750853
AIR-CON | ASLCI4H4S12 | ASLEC4H4S12 |  | 12000 | 12000 | 20.5 | 12.5 | 9.5 | 2.3 | 63 | 71 | 205129518
DIAL | SZUN12WW230 | EMCA12CRE230 |  | 12000 | 12000 | 20.5 | 12.5 | 9.5 | 2.3 | 63 | 71 | 213350260
HAXXAIR | HVHSC-12T2D | HAHC-12T2D |  | 12000 | 12000 | 20.5 | 12.5 | 9.5 | 2.3 | 63 | 71 | 205921365
DIAL | 12000-UNI-O | 12000Z-CAS-I |  | 12000 | 12000 | 20.5 | 12.5 | 9.5 | 2.3 | 63 | 71 | 206838615
WESTINGHOUSE | WHU12SZA21S | WHU12CTA21S |  | 12000 | 12000 | 20.5 | 12.5 | 9.5 | 2.3 | 63 | 71 | 207237536
HISENSE | AUW-12U3SS | ACT-12UR3SCA |  | 12000 | 12000 | 20.5 | 12.5 | 9.5 | 2.3 | 63 | 71 | 204976793
DIAL | SZUN36WW230 | EMCA36CRE230 |  | 36000 | 36000 | 18 | 10.65 | 9.8 | 2.28 | 78 | 74 | 213350262
DIAL | 36000-UNI-O | 36000U-CAS-I |  | 36000 | 36000 | 18 | 10.65 | 9.8 | 2.28 | 78 | 74 | 206838618
HITACHI | RAS-4.0PNNBDH1 | RCI-4.0PNN1DH |  | 36000 | 36000 | 18 | 10.65 | 9.8 | 2.28 | 78 | 74 | 206750859
FRIEDRICH | FPHFR36A3A | FPHSC36A3B |  | 36000 | 36000 | 18 | 10.65 | 9.8 | 2.28 | 78 | 74 | 205150421
WESTINGHOUSE | WHU36SZA21S | WHU36CTA21S |  | 36000 | 36000 | 18 | 10.65 | 9.8 | 2.28 | 78 | 74 | 207237539
AIR-CON | ASLCI4H4S36 | ASLEC4H4S36 |  | 36000 | 36000 | 18 | 10.65 | 9.8 | 2.28 | 78 | 74 | 205150423
HISENSE | AUW-36U3ST1 | AUC-36UR3SHB1 |  | 36000 | 36000 | 18 | 10.65 | 9.8 | 2.28 | 78 | 74 | 205141567
AIRDACH | ACSH0924VM2-D | AICH0900VM1-D |  | 9000 | 10000 | 20 | 13 | 10 | 1.9 | 75 | 74 | 213363365
Trane / Mitsubishi Electric | NTXSST09A112A* | NTXWST09A112A* |  | 9000 | 10900 | 24.3 | 15.4 | 10.9 | 2.45 | 61 | 46 | 202373732
American Standard / Mitsubishi Electric | MUZ-GS18NA*** | NAXWST18B112** |  | 18000 | 21600 | 21.5 | 13.45 | 10.3 | 2.41 | 62 | 46 | 207705490
Trane / Mitsubishi Electric | MUZ-GS18NA*** | NTXWST18B112** |  | 18000 | 21600 | 21.5 | 13.45 | 10.3 | 2.41 | 62 | 46 | 207705483
American Standard / Mitsubishi Electric | MUZ-GS24NA*** | NAXWST24B112A* |  | 22400 | 27600 | 21.5 | 12.6 | 10.3 | 2.49 | 64 | 49 | 209832267
Trane / Mitsubishi Electric | MUZ-GS24NA*** | NTXWST24B112A* |  | 22400 | 27600 | 21.5 | 12.6 | 10.3 | 2.49 | 64 | 49 | 209832222
Trane / Mitsubishi Electric | MUZ-GS18NA*** | NTXWST18B112A* |  | 18000 | 21600 | 21.5 | 13.45 | 10.3 | 2.41 | 62 | 46 | 209832221
Trane / Mitsubishi Electric | MUZ-GS15NA*** | NTXWST15B112A* |  | 14000 | 18000 | 21 | 12.75 | 11 | 2.73 | 67 | 54 | 209832220
Trane / Mitsubishi Electric | MUZ-GS12NA*** | NTXWST12B112A* |  | 12000 | 14400 | 25.6 | 13.05 | 10.7 | 2.55 | 63 | 47 | 209832219
Trane / Mitsubishi Electric | MUZ-GS09NA*** | NTXWST09B112A* |  | 9000 | 10900 | 28.4 | 15.4 | 10.9 | 3.32 | 60 | 43 | 209832218
Trane / Mitsubishi Electric | MUZ-GL18NA*** | NTXWST18A112A* |  | 18000 | 21600 | 20.5 | 13.4 | 10.3 | 2.23 | 64 | 50 | 209832343
Trane / Mitsubishi Electric | MUZ-GL09NA*** | NTXWST09A112A* |  | 9000 | 10900 | 24.3 | 15.4 | 10.9 | 2.45 | 61 | 46 | 209832214
Mitsubishi Electric | MUZ-GL18NA*** | MSZ-GL18NA*** |  | 18000 | 21600 | 20.5 | 13.4 | 10.3 | 2.23 | 64 | 50 | 209832268
American Standard / Mitsubishi Electric | MUZ-GL18NA*** | NAXWST18A112A* |  | 18000 | 21600 | 20.5 | 13.4 | 10.3 | 2.23 | 64 | 50 | 209832342
American Standard / Mitsubishi Electric | MUZ-GL09NA*** | NAXWST09A112A* |  | 9000 | 10900 | 24.3 | 15.4 | 10.9 | 2.45 | 61 | 46 | 209832186
Trane / Mitsubishi Electric | NTXSST18A112A* | NAXWST18A112A* |  | 18000 | 21600 | 20.5 | 13.4 | 10.3 | 2.23 | 64 | 50 | 209832346
Trane / Mitsubishi Electric | NTXSST18A112A* | MSZ-GL18NA*** |  | 18000 | 21600 | 20.5 | 13.4 | 10.3 | 2.23 | 64 | 50 | 209832345
Trane / Mitsubishi Electric | NTXSST15A112A* | NAXWST15A112A* |  | 14000 | 18000 | 21 | 13 | 11 | 2.79 | 67 | 54 | 209832255
Trane / Mitsubishi Electric | NTXSST15A112A* | MSZ-GL15NA*** |  | 14000 | 18000 | 21 | 13 | 11 | 2.79 | 67 | 54 | 209832254
Trane / Mitsubishi Electric | NTXSST12A112A* | NAXWST12A112A* |  | 12000 | 14400 | 23.1 | 13 | 10.7 | 2.71 | 64 | 49 | 209832253
Trane / Mitsubishi Electric | MUZ-GL15NA*** | NTXWST15A112A* |  | 14000 | 18000 | 21 | 13 | 11 | 2.79 | 67 | 54 | 209832216
Trane / Mitsubishi Electric | MUZ-GL12NA*** | NTXWST12A112A* |  | 12000 | 14400 | 23.1 | 13 | 10.7 | 2.71 | 64 | 49 | 209832215
American Standard / Mitsubishi Electric | MUZ-GL15NA*** | NAXWST15A112A* |  | 14000 | 18000 | 21 | 13 | 11 | 2.79 | 67 | 54 | 209832188
American Standard / Mitsubishi Electric | MUZ-GL12NA*** | NAXWST12A112A* |  | 12000 | 14400 | 23.1 | 13 | 10.7 | 2.71 | 64 | 49 | 209832187
Trane / Mitsubishi Electric | NTXSST18B112** | NAXWST18B112** |  | 18000 | 21600 | 21.5 | 13.45 | 10.3 | 2.41 | 62 | 46 | 207705521
Trane / Mitsubishi Electric | NTXSST18B112** | NTXWST18B112** |  | 18000 | 21600 | 21.5 | 13.45 | 10.3 | 2.41 | 62 | 46 | 207705515
Trane / Mitsubishi Electric | NTXSST18B112** | MSZ-GS18NA*** |  | 18000 | 21600 | 21.5 | 13.45 | 10.3 | 2.41 | 62 | 46 | 207705509
American Standard / Mitsubishi Electric | MUZ-GS18NA*** | NAXWST18B112A* |  | 18000 | 21600 | 21.5 | 13.45 | 10.3 | 2.41 | 62 | 46 | 209832266
American Standard / Mitsubishi Electric | MUZ-GS15NA*** | NAXWST15B112A* |  | 14000 | 18000 | 21 | 12.75 | 11 | 2.73 | 67 | 54 | 209832265
American Standard / Mitsubishi Electric | MUZ-GS12NA*** | NAXWST12B112A* |  | 12000 | 14400 | 25.6 | 13.05 | 10.7 | 2.55 | 63 | 47 | 209832264
American Standard / Mitsubishi Electric | MUZ-GS09NA*** | NAXWST09B112A* |  | 9000 | 10900 | 28.4 | 15.4 | 10.9 | 3.32 | 60 | 43 | 209832263
Trane / Mitsubishi Electric | NTXSST09A112A* | NAXWST09A112A* |  | 9000 | 10900 | 24.3 | 15.4 | 10.9 | 2.45 | 61 | 46 | 209832251
Trane / Mitsubishi Electric | NTXSST09A112A* | MSZ-GL09NA*** |  | 9000 | 10900 | 24.3 | 15.4 | 10.9 | 2.45 | 61 | 46 | 209832250
Trane / Mitsubishi Electric | NTXSST12A112A* | MSZ-GL12NA*** |  | 12000 | 14400 | 23.1 | 13 | 10.7 | 2.71 | 64 | 49 | 209832252
Trane / Mitsubishi Electric | NTXSKS18A112AA | NTXCKS18A112** |  | 17700 | 19700 | 21 | 12.5 | 10 | 2.31 | 65 | 51 | 211497094
Trane / Mitsubishi Electric | NTXSKS15A112AA | NTXCKS15A112** |  | 14100 | 18000 | 20.7 | 12.2 | 10.7 | 2.5 | 66 | 52 | 211497095
Trane / Mitsubishi Electric | NTXSKS09A112AA | NTXCKS09A112** |  | 9000 | 11000 | 24 | 13.4 | 10 | 1.81 | 63 | 47 | 211497097
Trane / Mitsubishi Electric | NTXSST18A112A* | NTXWST18A112A* |  | 18000 | 21600 | 20.5 | 13.4 | 10.3 | 2.23 | 64 | 50 | 202373735
Trane / Mitsubishi Electric | NTXSST15A112A* | NTXWST15A112A* |  | 14000 | 18000 | 21 | 13 | 11 | 2.79 | 67 | 54 | 202373734
Trane / Mitsubishi Electric | NTXSST12A112A* | NTXWST12A112A* |  | 12000 | 14400 | 23.1 | 13 | 10.7 | 2.71 | 64 | 49 | 202373733
Trane / Mitsubishi Electric | MUZ-JP09WA*** | NTXWMT09A111A* |  | 9000 | 10900 | 20 | 12 | 10 | 2.37 | 61 | 46 | 209832228
Mitsubishi Electric | MUZ-JP09WA*** | MSZ-JP09WA*** |  | 9000 | 10900 | 20 | 12 | 10 | 2.37 | 61 | 46 | 209832210
American Standard / Mitsubishi Electric | MUZ-JP09WA*** | NAXWMT09A111A* |  | 9000 | 10900 | 20 | 12 | 10 | 2.37 | 61 | 46 | 209832195
Trane / Mitsubishi Electric | NTXSMT18A112A* | NTXWMT18A112A* |  | 17200 | 18000 | 19 | 10.5 | 9.5 | 2.2 | 64 | 49 | 202373740
Trane / Mitsubishi Electric | MUZ-HM18NA*** | NTXWMT18A112A* |  | 17200 | 18000 | 19 | 10.5 | 9.5 | 2.2 | 64 | 49 | 209832226
Trane / Mitsubishi Electric | NTXSMT15A112A* | NTXWMT15A112A* |  | 14000 | 18000 | 20 | 12 | 10 | 2.15 | 64 | 49 | 202373739
Trane / Mitsubishi Electric | MUZ-HM15NA*** | NTXWMT15A112A* |  | 14000 | 18000 | 20 | 12 | 10 | 2.15 | 64 | 49 | 209832225
Trane / Mitsubishi Electric | NTXSMT12A112A* | NTXWMT12A112A* |  | 12000 | 12200 | 20 | 9.9 | 10 | 2.33 | 62 | 48 | 202373738
Trane / Mitsubishi Electric | MUZ-HM12NA*** | NTXWMT12A112A* |  | 12000 | 12200 | 20 | 9.9 | 10 | 2.33 | 62 | 48 | 209832224
Trane / Mitsubishi Electric | NTXSMT09A112A* | NTXWMT09A112A* |  | 9000 | 10900 | 20 | 12 | 10 | 2.37 | 61 | 46 | 202373737
Trane / Mitsubishi Electric | NTXSMT09A111AA | NTXWMT09A111AA |  | 9000 | 10900 | 20 | 12 | 10 | 2.37 | 61 | 46 | 202397887
Trane / Mitsubishi Electric | MUZ-HM09NA*** | NTXWMT09A112A* |  | 9000 | 10900 | 20 | 12 | 10 | 2.37 | 61 | 46 | 209832223
Trane / Mitsubishi Electric | NTXSMT18A112A* | NAXWMT18A112A* |  | 17200 | 18000 | 19 | 10.5 | 9.5 | 2.2 | 64 | 49 | 209832247
American Standard / Mitsubishi Electric | MUZ-HM18NA*** | NAXWMT18A112A* |  | 17200 | 18000 | 19 | 10.5 | 9.5 | 2.2 | 64 | 49 | 209832193
Trane / Mitsubishi Electric | NTXSMT15A112A* | NAXWMT15A112A* |  | 14000 | 18000 | 20 | 12 | 10 | 2.15 | 64 | 49 | 209832245
American Standard / Mitsubishi Electric | MUZ-HM15NA*** | NAXWMT15A112A* |  | 14000 | 18000 | 20 | 12 | 10 | 2.15 | 64 | 49 | 209832192
Trane / Mitsubishi Electric | NTXSMT12A112A* | NAXWMT12A112A* |  | 12000 | 12200 | 20 | 9.9 | 10 | 2.33 | 62 | 48 | 209832243
American Standard / Mitsubishi Electric | MUZ-HM12NA*** | NAXWMT12A112A* |  | 12000 | 12200 | 20 | 9.9 | 10 | 2.33 | 62 | 48 | 209832191
Trane / Mitsubishi Electric | NTXSMT09A112A* | NAXWMT09A112A* |  | 9000 | 10900 | 20 | 12 | 10 | 2.33 | 70 | 53 | 209832239
American Standard / Mitsubishi Electric | MUZ-HM09NA*** | NAXWMT09A112A* |  | 9000 | 10900 | 20 | 12 | 10 | 2.37 | 61 | 46 | 209832190
Trane / Mitsubishi Electric | NTXSMT09A111A* | NAXWMT09A111A* |  | 9000 | 10900 | 20 | 12 | 10 | 2.37 | 61 | 46 | 209832237
Trane / Mitsubishi Electric | NTXSMT18A112A* | MSZ-HM18NA*** |  | 17200 | 18000 | 19 | 10.5 | 9.5 | 2.2 | 64 | 49 | 209832246
Mitsubishi Electric | MUZ-HM18NA*** | MSZ-HM18NA*** |  | 17200 | 18000 | 19 | 10.5 | 9.5 | 2.2 | 64 | 49 | 202680603
Trane / Mitsubishi Electric | NTXSMT15A112A* | MSZ-HM15NA*** |  | 14000 | 18000 | 20 | 12 | 10 | 2.15 | 64 | 49 | 209832244
Mitsubishi Electric | MUZ-HM15NA*** | MSZ-HM15NA*** |  | 14000 | 18000 | 20 | 12 | 10 | 2.15 | 64 | 49 | 202680602
Trane / Mitsubishi Electric | NTXSMT12A112A* | MSZ-HM12NA*** |  | 12000 | 12200 | 20 | 9.9 | 10 | 2.33 | 62 | 48 | 209832242
Mitsubishi Electric | MUZ-HM12NA*** | MSZ-HM12NA*** |  | 12000 | 12200 | 20 | 9.9 | 10 | 2.33 | 62 | 48 | 202680601
Trane / Mitsubishi Electric | NTXSMT09A112A* | MSZ-HM09NA*** |  | 9000 | 10900 | 20 | 12 | 10 | 2.37 | 61 | 46 | 209832238
Mitsubishi Electric | MUZ-HM09NA*** | MSZ-HM09NA*** |  | 9000 | 10900 | 20 | 12 | 10 | 2.37 | 61 | 46 | 202680600
Mitsubishi Electric | NTXSFWH012A121A | NTXVFW0012A121A |  | 12000 | 13200 | 29.5 | 15.3 | 12.575 | 2.59 | 69 | 87 | 211626479
Mitsubishi Electric | NTXSFWH012A121A | NAXVFW0012A121A |  | 12000 | 13200 | 29.5 | 15.3 | 12.575 | 2.59 | 69 | 87 | 211626485
Mitsubishi Electric | NTXSFWH012A121A | MSZ-FW12NA*** |  | 12000 | 13200 | 29.5 | 15.3 | 12.575 | 2.59 | 69 | 87 | 211626461
Mitsubishi Electric | NTXSFWH009A121A | NTXVFW0009A121A |  | 9000 | 12000 | 33 | 18.4 | 13.3 | 2.59 | 63 | 96 | 211626477
Mitsubishi Electric | NTXSFWH009A121A | NAXVFW0009A121A |  | 9000 | 12000 | 33 | 18.4 | 13.3 | 2.59 | 63 | 96 | 211626483
Mitsubishi Electric | NTXSFWH009A121A | MSZ-FW09NA*** |  | 9000 | 12000 | 33 | 18.4 | 13.3 | 2.59 | 63 | 96 | 211626459
Mitsubishi Electric | NTXSFWH006A121A | NTXVFW0006A121A |  | 6000 | 9000 | 35 | 21.4 | 13.3 | 2.42 | 68 | 134 | 211626475
Mitsubishi Electric | NTXSFWH006A121A | NAXVFW0006A121A |  | 6000 | 9000 | 35 | 21.4 | 13.3 | 2.42 | 68 | 134 | 211626481
Mitsubishi Electric | NTXSFWH006A121A | MSZ-FW06NA*** |  | 6000 | 9000 | 35 | 21.4 | 13.3 | 2.42 | 68 | 134 | 211626457
Mitsubishi Electric | NTXSFWB012A121A | NTXVFW0012A121A |  | 12000 | 13200 | 29.5 | 15.3 | 12.575 | 2.59 | 69 | 87 | 211626480
Mitsubishi Electric | NTXSFWB012A121A | NAXVFW0012A121A |  | 12000 | 13200 | 29.5 | 15.3 | 12.575 | 2.59 | 69 | 87 | 211626486
Mitsubishi Electric | NTXSFWB012A121A | MSZ-FW12NA*** |  | 12000 | 13200 | 29.5 | 15.3 | 12.575 | 2.59 | 69 | 87 | 211626462
Mitsubishi Electric | NTXSFWB009A121A | NTXVFW0009A121A |  | 9000 | 12000 | 33 | 18.4 | 13.3 | 2.59 | 63 | 96 | 211626478
Mitsubishi Electric | NTXSFWB009A121A | NAXVFW0009A121A |  | 9000 | 12000 | 33 | 18.4 | 13.3 | 2.59 | 63 | 96 | 211626484
Mitsubishi Electric | NTXSFWB009A121A | MSZ-FW09NA*** |  | 9000 | 12000 | 33 | 18.4 | 13.3 | 2.59 | 63 | 96 | 211626460
Mitsubishi Electric | NTXSFWB006A121A | NTXVFW0006A121A |  | 6000 | 9000 | 35 | 21.4 | 13.3 | 2.42 | 68 | 134 | 211626476
Mitsubishi Electric | NTXSFWB006A121A | NAXVFW0006A121A |  | 6000 | 9000 | 35 | 21.4 | 13.3 | 2.42 | 68 | 134 | 211626482
Mitsubishi Electric | NTXSFWB006A121A | MSZ-FW06NA*** |  | 6000 | 9000 | 35 | 21.4 | 13.3 | 2.42 | 68 | 134 | 211626458
SHARP | AE-X15ZU1 | AY-XP15ZU1 |  | 15000 | 18000 | 24 | 13.4 | 11 | 2.1 | 101 | 85 | 213239134
SHARP | AE-X12ZHU1 | AY-XP12ZHU1 |  | 12000 | 16000 | 25 | 16 | 11 | 2.1 | 118 | 100 | 213238803
SHARP | AE-X12ZU1 | AY-XP12ZU1 |  | 12000 | 14000 | 22 | 12.5 | 11 | 2.1 | 104 | 86 | 213194987
HISENSE | AS-12UW3SXL00A | AS-12UW3SXL**00A |  | 12000 | 12000 | 23.5 | 15.4 | 9.8 | 1.75 | 58 | 70 | 205092768
FRIEDRICH | FRHSR12A3A-A | FRHSW12A3B |  | 12000 | 12000 | 23.5 | 15.4 | 9.8 | 1.75 | 58 | 70 | 205142789
MOOVAIR | DMB18HOS42230E8B | DMB18HIW42230E8 |  | 18000 | 20000 | 26.3 | 15.3 | 15.5 | 2.89 | 101 | 120 | 213369384
TECH CLIMATE | ODD1200 | DS120 |  | 12000 | 12000 | 23.1 | 13 | 10.8 | 2.41 | 83 | 70 | 213304196
TECH CLIMATE | ODD1800 | DS180 |  | 18000 | 18000 | 24 | 13.5 | 10.5 | 2.44 | 78 | 71 | 213304197
SAMSUNG | AR18CSDADWKX | AR18CSDABWKN |  | 18000 | 20000 | 21 | 13.15 | 9.7 | 2 | 112 | 95 | 213288945
SAMSUNG | AR18CSDAEWKX | AR18CSDABWKN |  | 18000 | 20000 | 21 | 13.15 | 9.7 | 2 | 112 | 95 | 213288943
SAMSUNG | AR24CSDADWKX | AR24CSDADWKN |  | 21000 | 24400 | 20 | 12.5 | 9.5 | 2 | 115 | 100 | 213288942
SAMSUNG | AR24CSDAEWKX | AR24CSDADWKN |  | 21000 | 24400 | 20 | 12.5 | 9.5 | 2 | 115 | 100 | 213288941
CONTINENTAL | CDHAS22-18-O | CDHAS22-18-I |  | 18000 | 18000 | 24 | 13.5 | 10.5 | 2.44 | 78 | 71 | 213386540
CONTINENTAL | CDHAS26-12-O | CDHAS26-12-I |  | 12000 | 12000 | 25.5 | 14 | 10.4 | 1.8 | 83 | 100 | 213386539
CONTINENTAL | CDHAS22-12-O | CDHAS22-12-I |  | 12000 | 12000 | 23.1 | 13 | 10.8 | 2.41 | 83 | 70 | 213386538
CONTINENTAL | CDHAS26-24-O | CDHAS26-24-I |  | 24000 | 29000 | 21.5 | 13 | 11.4 | 2.21 | 73 | 86 | 213386537
CONTINENTAL | CDHAS26-18-O | CDHAS26-18-I |  | 18000 | 18000 | 21.5 | 12.5 | 11.3 | 1.8 | 83 | 100 | 213386536
LG | LSU120HSV5 | LAN120HSV5 |  | 12000 | 13600 | 22 | 12.5 | 10 | 1.8 | 60 | 71 | 10570122
LG | LSU120HSV5 | LSN120HSV5 |  | 12000 | 13600 | 22 | 12.5 | 10 | 1.8 | 60 | 71 | 10570123
LG | LGU121HSV5 | LGN121HSV5 |  | 12000 | 13600 | 22 | 12.5 | 10 | 1.8 | 60 | 71 | 207348501
American Standard / Mitsubishi Electric | NAXSPH18B112A* | NAXWPH18B112AA |  | 17200 | 19000 | 21 | 12.5 | 10.7 | 2.81 | 67 | 54 | 206195823
American Standard / Mitsubishi Electric | NAXSPH15B112A* | NAXWPH15B112AA |  | 14000 | 16000 | 22.3 | 14 | 10.4 | 2.68 | 63 | 48 | 206195822
American Standard / Mitsubishi Electric | NAXSPH12B112A* | NAXWPH12B112AA |  | 12000 | 12300 | 26.3 | 13.8 | 11.1 | 2.96 | 68 | 55 | 206195821
American Standard / Mitsubishi Electric | NAXSPH09B112A* | NAXWPH09B112AA |  | 9000 | 9600 | 29.8 | 16.05 | 10.9 | 2.85 | 61 | 46 | 206195820
American Standard / Mitsubishi Electric | NAXSPH06B112A* | NAXWPH06B112AA |  | 6000 | 8700 | 32.2 | 19.05 | 11.9 | 2.9 | 68 | 55 | 206195819
TEMP SHIFT | TSMOE30U36HFN1M(GA) | TSMCD136HRFN1M(GA) |  | 36000 | 40000 | 19.4 | 9.5 | 10.5 | 1.85 | 83 | 100 | 213479383
TEMP SHIFT | TSMOD3024HFN1MU0W | TSMCD124HRFN1MT0W(GA) |  | 24000 | 25000 | 20.5 | 11 | 11.5 | 2 | 84 | 103 | 213479382
TEMP SHIFT | TSMOX43017HFN1MT0W | TSCCA3U18HRFN1M(C) |  | 16000 | 17000 | 20 | 12.5 | 9.5 | 1.75 | 92 | 94 | 213479381
TEMP SHIFT | TSMOX33012HFN1MW5W | TSCCA3U12HRFN1M(C) |  | 12000 | 12000 | 22.3 | 12.7 | 10.2 | 1.89 | 83 | 94 | 213479380
TEMP SHIFT | TSMOX33009HFN1MY5W | TSCCA3U09HRFN1M(C) |  | 9000 | 9800 | 20.5 | 13 | 10.3 | 1.8 | 92 | 102 | 213479379
AIR-CON | ABHCI4H4S09 | ABHEM4H4S09 |  | 9000 | 10000 | 25.5 | 14.5 | 10.5 | 2.05 | 55 | 70 | 211583437
AIR-CON | ABHCI4H4S12 | ABHEM4H4S12 |  | 12000 | 12000 | 23.5 | 12.7 | 9.5 | 2.05 | 57 | 70 | 211583438
PIONEER | YN009GHFI25RPH | WF009GHFI25HLH |  | 9000 | 10000 | 25.5 | 14.5 | 10.5 | 2.05 | 55 | 70 | 211583711
PIONEER | YN012GHFI25RPH | WF012GHFI25HLH |  | 12000 | 12000 | 23.5 | 12.7 | 9.5 | 2.05 | 57 | 70 | 211583712
Multi MFG | 9HHC0-HP-A | 9HHW0-HP-A |  | 9000 | 10000 | 25.5 | 14.5 | 10.5 | 2.05 | 55 | 70 | 211583738
HISENSE | AS-12UW3SXA**00 | AS-12UW3SXA**00 |  | 12000 | 12000 | 23.5 | 15.4 | 9.8 | 1.75 | 58 | 70 | 211717253
Gridless | O-AYD09SD-1 | I-AYD09W-1 |  | 9000 | 10000 | 25.5 | 14.5 | 10.5 | 2.05 | 55 | 70 | 213265552
Gridless | O-AYD12SD-1 | I-AYD12W-1 |  | 12000 | 12000 | 23.5 | 12.7 | 9.5 | 2.05 | 57 | 70 | 213265553
GENERALLUX STAR | AST-12UW3SXETU02(O) | AST-12UW3SXETU02(I) |  | 12000 | 12000 | 23.5 | 12.7 | 9.5 | 2.05 | 57 | 70 | 212292444
HISENSE | AS-12UW3SXA** | AS-12UW3SXA**00 |  | 12000 | 12000 | 23.5 | 15.4 | 9.8 | 1.75 | 58 | 70 | 211717254
HISENSE | AS-12UW3SXL00 | AS-12UW3SXL**00 |  | 12000 | 12000 | 23.5 | 15.4 | 9.8 | 1.75 | 58 | 70 | 203376852
FRIEDRICH | FRHSR12A3A | FRHSW12A3A |  | 12000 | 12000 | 23.5 | 15.4 | 9.8 | 1.75 | 58 | 70 | 203383864
HISENSE | AST-09UW3SXE01 | AST-09UW3SXE**01 |  | 9000 | 10000 | 25.5 | 14.5 | 10.5 | 2.05 | 55 | 70 | 208193232
ZEPHYR | ZE-09UH24SCO | ZE-09UH24SCI |  | 9000 | 10000 | 25.5 | 14.5 | 10.5 | 2.05 | 55 | 70 | 208287539
HISENSE | AST-12UW3SXE02 | AST-12UW3SXE**02 |  | 12000 | 12000 | 23.5 | 12.7 | 9.5 | 2.05 | 57 | 70 | 208193233
Innovair | WIN12H7H51(O) | WIN12H7H51(I) |  | 12000 | 12000 | 23.5 | 12.7 | 9.5 | 2.05 | 57 | 70 | 208286574
Innovair | WIN09H7H51(O) | WIN09H7H51(I) |  | 9000 | 10000 | 25.5 | 14.5 | 10.5 | 2.05 | 55 | 70 | 208286573
ZEPHYR | ZE-12UH24SCO | ZE-12UH24SCI |  | 12000 | 12000 | 23.5 | 12.7 | 9.5 | 2.05 | 57 | 70 | 208287541
Kepler | ODUMOD30-33HFN1MSR0W | IDUMSEPD-33HRFN1MSR0W |  | 33000 | 35000 | 19.5 | 12 | 10 | 1.8 | 82 | 99 | 213608177
Kepler | ODUMOX330-12HFN1MW5W | IDUMSEPB-12HRFN1MW5W(GA) |  | 12000 | 12000 | 25.5 | 14 | 10.4 | 1.8 | 83 | 100 | 213608174
Kepler | ODUMOX330-09HFN1MY5W | IDUMSEPB-09HRFN1MY5W(GA) |  | 9000 | 12000 | 28.1 | 16.2 | 11.5 | 2 | 79 | 88 | 213608173
Kepler | ODUMOD30-24HFN1MU0W | IDUMSEPD-24HRFN1MU0W |  | 24000 | 29000 | 21.5 | 13 | 11.4 | 2.21 | 73 | 86 | 213608176
Kepler | ODUMOX430-17HFN1MT0W | IDUMSEPC-18HRFN1MU0W |  | 18000 | 18000 | 21.5 | 12.5 | 11.3 | 1.8 | 83 | 100 | 213608175
Kepler | ODUMOX230-09HFN1MW5W | IDUMSEPB-06HRFN1MY5W |  | 6000 | 7000 | 26.5 | 15.8 | 13.6 | 2.1 | 121 | 107 | 213608172
GE Appliances | ASH109CRAW** | ASYW09CRAW** |  | 9000 | 10000 | 17.5 | 10.5 | 9.5 | 2 | 65 | 50 | 204722821
GENERALLUX STAR | GNS-12HCH23TO2 | GNS-12HCH23TI2 |  | 12000 | 12000 | 23.5 | 12.7 | 9.5 | 2.05 | 57 | 70 | 213617768
HISENSE | AST-09UW3SXEDH01G | AST-09UW3SXEDH01 |  | 9000 | 10000 | 25.5 | 14.5 | 10.5 | 2.05 | 55 | 70 | 213741329
HISENSE | AST-09UW3SXEDH01X | AST-09UW3SXEDH01 |  | 9000 | 10000 | 25.5 | 14.5 | 10.5 | 2.05 | 55 | 70 | 213741330
HISENSE | AST-09UW3SXETD01 | AST-09UW3SXEDH01 |  | 9000 | 10000 | 25.5 | 14.5 | 10.5 | 2.05 | 55 | 70 | 213741331
HISENSE | AST-12UW3SXEDH02G | AST-12UW3SXEDH02 |  | 12000 | 12000 | 23.5 | 12.7 | 9.5 | 2.05 | 57 | 70 | 213741332
HISENSE | AST-12UW3SXEDH02X | AST-12UW3SXEDH02 |  | 12000 | 12000 | 23.5 | 12.7 | 9.5 | 2.05 | 57 | 70 | 213741333
HISENSE | AST-12UW3SXETD02 | AST-12UW3SXEDH02 |  | 12000 | 12000 | 23.5 | 12.7 | 9.5 | 2.05 | 57 | 70 | 213741334
HISENSE | AS-24UW3SKKVT00G | AS-24UW3SKKVT00 |  | 24000 | 26000 | 21 | 12.5 | 10 | 1.75 | 60 | 70 | 213741337
HISENSE | AS-24UW3SKKVT00X | AS-24UW3SKKVT00 |  | 24000 | 26000 | 21 | 12.5 | 10 | 1.75 | 60 | 70 | 213741338
HISENSE | AS-12UW3SXATG00G | AS-12UW3SXATG00 |  | 12000 | 12000 | 23.5 | 15.4 | 9.8 | 1.75 | 58 | 70 | 213741355
HISENSE | AS-12UW3SXATG00P | AS-12UW3SXATG00 |  | 12000 | 12000 | 23.5 | 15.4 | 9.8 | 1.75 | 58 | 70 | 213741356
KARDA | 3KARDA18SZO | 2KARDA18UVC |  | 16000 | 17000 | 20 | 12.5 | 9.5 | 1.75 | 92 | 94 | 213785828
KARDA | 3KARDA12SZO | 2KARDA12UVC |  | 12000 | 12000 | 22.3 | 12.7 | 10.2 | 1.89 | 83 | 94 | 213785827
KARDA | 3KARDA12SZO | 2KARDA12UVCS |  | 12000 | 12000 | 23.6 | 13 | 10 | 1.89 | 80 | 100 | 213785826
MIDEA | MOD-24HFN1AA | MSEP-24HFN1AA |  | 24000 | 25000 | 22 | 14 | 10 | 1.8 | 65 | 62 | 213785813
MIDEA | MOX4-18HFN1AA | MSEP-18HFN1AA |  | 18000 | 19000 | 23.5 | 12.5 | 10.8 | 2.02 | 78 | 59 | 213785812
MDV | MVD-24HFN1AA | MVEP-24HFN1AA |  | 24000 | 25000 | 22 | 14 | 10 | 1.8 | 65 | 62 | 213785809
MDV | MVX4-18HFN1AA | MVEP-18HFN1AA |  | 18000 | 19000 | 23.5 | 12.5 | 10.8 | 2.02 | 78 | 59 | 213785808
Mitsutomo | HO-SZ36-AB-Q | HW-SZ36-AB-Q |  | 33000 | 35000 | 20 | 11.7 | 10 | 1.8 | 79 | 99 | 213785764
DAIKIN | RXM24WVJU* | FTXM24VVJU |  | 21600 | 24000 | 22 | 12 | 10 | 1.8 | 67 | 98 | 213797278
DAIKIN | RXM18WVJU* | FTXM18VVJU |  | 18000 | 21600 | 22.7 | 12.5 | 10 | 1.75 | 71 | 100 | 213797277
DAIKIN | RXM12WVJU* | FTXM12VVJU |  | 12000 | 13600 | 25.2 | 13.2 | 10.7 | 1.8 | 63 | 100 | 213797276
DAIKIN | RXM09WVJU* | FTXM09VVJU |  | 9000 | 11000 | 27.4 | 16.3 | 11.2 | 1.8 | 60 | 100 | 213797275
DAIKIN | RXL15WMVJU* | FTX15NMVJU* |  | 15000 | 18300 | 19.5 | 12 | 10 | 1.8 | 63 | 80 | 213797271
DAIKIN | RXL12WMVJU* | FTX12NMVJU* |  | 10600 | 13400 | 19.5 | 11.5 | 10 | 1.8 | 66 | 81 | 213797269
DAIKIN | RXL09WMVJU* | FVXS09NVJU |  | 9000 | 10100 | 19.5 | 11.5 | 9.7 | 1.8 | 61 | 97 | 213797268
DAIKIN | RXL09WMVJU* | FTX09NMVJU* |  | 9000 | 10900 | 19.5 | 11.5 | 10 | 1.8 | 61 | 88 | 213797267
HISENSE | AST-09UW3SXEDH01 | AST-09UW3SXEDH01 |  | 9000 | 10000 | 25.5 | 14.5 | 10.5 | 2.05 | 55 | 70 | 213803152
HISENSE | AST-12UW3SXEDH02 | AST-12UW3SXEDH02 |  | 12000 | 12000 | 23.5 | 12.7 | 9.5 | 2.05 | 57 | 70 | 213803153
HISENSE | AS-24UW3SKKVT00 | AS-24UW3SKKVT00 |  | 24000 | 26000 | 21 | 12.5 | 10 | 1.75 | 60 | 70 | 213803155
HISENSE | AS-12UW3SXATG00 | AS-12UW3SXATG00 |  | 12000 | 12000 | 23.5 | 15.4 | 9.8 | 1.75 | 58 | 70 | 213803157
COMFORTSTAR | CHT12CD-23(O) | CHT12CD-23(I) |  | 12000 | 12000 | 23 | 13 | 9.5 | 1.8 | 63 | 76 | 213803145
DAIKIN | RXS15LVJU | FTXS15WVJU* |  | 15000 | 18000 | 20 | 14.4 | 10.5 | 1.8 | 66 |  | 213804897
DAIKIN | RXS12LVJU | FTXS12WVJU* |  | 12000 | 14400 | 22.5 | 12.8 | 10.5 | 1.8 | 64 |  | 213804896
DAIKIN | RXS09LVJU | FTXS09WVJU* |  | 9000 | 12000 | 24.5 | 15.3 | 11 | 1.8 | 64 |  | 213804895
AI AIR CONDITIONING | AO29-18N1-M1H | AW29-18N1-M1 |  | 18000 | 18000 | 24.1 | 12.4 | 12 | 1.92 | 68 | 89 | 213769949
EG4 | DWB3-ACDC-24K | DGA2-ACDC-24K |  | 22600 | 25000 | 21 | 11.3 | 9.6 | 1.8 | 80 | 70 | 213255576
Deye | DWB3-ACDC-24K | DGA2-ACDC-24K |  | 22600 | 25000 | 21 | 11.3 | 9.6 | 1.8 | 80 | 70 | 211765303
BOREAL | KULA09HPJ1OB | KULA09HPJ1IB |  | 9100 | 10500 | 25.5 | 14.7 | 10.2 | 1.86 | 67 | 87 | 213829842
BOREAL | KULA09HPL1OB | KULA09HPL1IB |  | 9100 | 10000 | 27 | 14.55 | 10 | 1.87 | 70 | 99 | 213829841
BOREAL | KULA24HPJ1OB | KULA24HPJ1IB |  | 22000 | 24000 | 24.5 | 13.1 | 9.5 | 1.75 | 63 | 67 | 213829840
AC PRO.COM | AOE30U-48HFN1-MP0(GA) | AUE-48HRFN1-M(C) |  | 48000 | 50000 | 18.9 | 9.3 | 10 | 1.85 | 58 | 70 | 213867387
American Standard / Mitsubishi Electric | NAXSPF18A112A* | NAXFKS18A112A* |  | 17000 | 21000 | 22 | 12.6 | 10.3 | 2.14 | 61 | 45 | 202373679
American Standard / Mitsubishi Electric | NAXSPF15A112A* | NAXFKS15A112A* |  | 15000 | 18000 | 22.2 | 13.5 | 10.7 | 2.26 | 67 | 53 | 202373678
American Standard / Mitsubishi Electric | NAXSPF12A112A* | NAXFKS12A112A* |  | 12000 | 13000 | 26.7 | 13.6 | 10.6 | 2.22 | 68 | 55 | 202373677
American Standard / Mitsubishi Electric | NAXSPF09A112A* | NAXFKS09A112A* |  | 9000 | 11000 | 28.7 | 15.8 | 11.3 | 2.14 | 68 | 55 | 202373676
Hotpoint | 1H24HN2DA** | HW24HN2DA** |  | 24000 | 25000 | 18 | 10.6 | 9.5 | 1.8 | 62 | 70 | 213879382
Mitsubishi Electric | MUZ-FS15NAH-U1 | MSZ-FS15NA-U1 |  | 14000 | 16000 | 22.3 | 14 | 9.9 | 2 | 63 | 121 | 205975739
Mitsubishi Electric | MUZ-FS18NAH-U1 | MSZ-FS18NA-U1 |  | 17200 | 19000 | 21 | 12.5 | 10.3 | 2 | 67 | 118 | 205975740
Mitsubishi Electric | MUZ-GS09NAHZ*** | MSZ-GS09NA*** |  | 9000 | 9600 | 28.4 | 15.4 | 9.6 | 2.01 | 59 | 100 | 207679252
Mitsubishi Electric | MUZ-GS12NAHZ*** | MSZ-GS12NA*** |  | 12000 | 12300 | 21.7 | 13.05 | 9.6 | 1.84 | 62 | 100 | 207679253
Mitsubishi Electric | MUZ-GS18NAHZ*** | MSZ-GS18NA*** |  | 18000 | 19000 | 21.5 | 13.45 | 9.6 | 1.8 | 62 | 100 | 207679255
American Standard / Mitsubishi Electric | MUZ-FS12NA*** | NAXWPH12B112A* |  | 12000 | 12300 | 26.3 | 13.8 | 11.1 | 2.3 | 68 | 120 | 209832989
American Standard / Mitsubishi Electric | MUZ-FS15NA*** | NAXWPH15B112A* |  | 14000 | 16000 | 22.3 | 14 | 10.4 | 2 | 63 | 121 | 209832994
American Standard / Mitsubishi Electric | MUZ-FS18NA*** | NAXWPH18B112A* |  | 17200 | 19000 | 21 | 12.5 | 10.7 | 2 | 67 | 118 | 209832999
American Standard / Mitsubishi Electric | MUZ-GS09NA*** | NAXWST09B112** |  | 9000 | 10900 | 28.4 | 15.4 | 10.9 | 2.12 | 60 | 72 | 207705485
American Standard / Mitsubishi Electric | MUZ-GS12NA*** | NAXWST12B112** |  | 12000 | 14400 | 25.6 | 13.05 | 10.7 | 2 | 63 | 70 | 207705487
American Standard / Mitsubishi Electric | MUZ-GS15NA*** | NAXWST15B112** |  | 14000 | 18000 | 21 | 12.75 | 11 | 2.03 | 67 | 78 | 207705488
Trane / Mitsubishi Electric | NTXSPH12B112A* | NAXWPH12B112A* |  | 12000 | 12300 | 26.3 | 13.8 | 11.1 | 2.3 | 68 | 120 | 209832992
Trane / Mitsubishi Electric | NTXSPH15B112A* | NAXWPH15B112A* |  | 14000 | 16000 | 22.3 | 14 | 10.4 | 2 | 63 | 121 | 209832997
Trane / Mitsubishi Electric | NTXSPH18B112A* | NAXWPH18B112A* |  | 17200 | 19000 | 21 | 12.5 | 10.7 | 2 | 67 | 118 | 209833002
Trane / Mitsubishi Electric | NTXSST09B112** | NAXWST09B112** |  | 9000 | 10900 | 28.4 | 15.4 | 10.9 | 2.12 | 60 | 72 | 207705517
Trane / Mitsubishi Electric | NTXSST12B112** | NAXWST12B112** |  | 12000 | 14400 | 25.6 | 13.05 | 10.7 | 2 | 63 | 70 | 207705519
Trane / Mitsubishi Electric | NTXSST15B112** | NAXWST15B112** |  | 14000 | 18000 | 21 | 12.75 | 11 | 2.03 | 67 | 78 | 207705520
American Standard / Mitsubishi Electric | MUZ-GS09NAHZ*** | NAXWST09B112** |  | 9000 | 9600 | 28.4 | 15.4 | 9.6 | 2.01 | 59 | 100 | 207705499
American Standard / Mitsubishi Electric | MUZ-GS12NAHZ*** | NAXWST12B112** |  | 12000 | 12300 | 21.7 | 13.05 | 9.6 | 1.84 | 62 | 100 | 207705500
American Standard / Mitsubishi Electric | MUZ-GS18NAHZ*** | NAXWST18B112** |  | 18000 | 19000 | 21.5 | 13.45 | 9.6 | 1.8 | 62 | 100 | 207705502
Trane / Mitsubishi Electric | NTXSPB12B112A* | NAXWPH12B112A* |  | 12000 | 12300 | 26.3 | 13.8 | 10.4 | 2.3 | 68 | 120 | 213361519
Trane / Mitsubishi Electric | NTXSPB15B112A* | NAXWPH15B112A* |  | 14000 | 16000 | 22.3 | 14 | 9.9 | 2 | 63 | 121 | 213361521
Trane / Mitsubishi Electric | NTXSPB18B112A* | NAXWPH18B112A* |  | 17200 | 19000 | 21 | 12.5 | 10.3 | 2 | 67 | 118 | 213361523
Trane / Mitsubishi Electric | NTXSSH09A112** | NAXWST09B112** |  | 9000 | 9600 | 28.4 | 15.4 | 9.6 | 2.01 | 59 | 100 | 207705536
Trane / Mitsubishi Electric | NTXSSH12A112** | NAXWST12B112** |  | 12000 | 12300 | 21.7 | 13.05 | 9.6 | 1.84 | 62 | 100 | 207705537
Trane / Mitsubishi Electric | NTXSSH18A112** | NAXWST18B112** |  | 18000 | 19000 | 21.5 | 13.45 | 9.6 | 1.8 | 62 | 100 | 207705540
Trane / Mitsubishi Electric | MUZ-FS15NA*** | NTXWPH15B112A* |  | 14000 | 16000 | 22.3 | 14 | 10.4 | 2 | 63 | 121 | 209832995
Trane / Mitsubishi Electric | MUZ-FS12NA*** | NTXWPH12B112A* |  | 12000 | 12300 | 26.3 | 13.8 | 11.1 | 2.3 | 68 | 120 | 209832990
Trane / Mitsubishi Electric | MUZ-FS18NA*** | NTXWPH18B112A* |  | 17200 | 19000 | 21 | 12.5 | 10.7 | 2 | 67 | 118 | 209833000
Trane / Mitsubishi Electric | MUZ-GS09NA*** | NTXWST09B112** |  | 9000 | 10900 | 28.4 | 15.4 | 10.9 | 2.12 | 60 | 72 | 207705479
Trane / Mitsubishi Electric | MUZ-GS12NA*** | NTXWST12B112** |  | 12000 | 14400 | 25.6 | 13.05 | 10.7 | 2 | 63 | 70 | 207705480
Trane / Mitsubishi Electric | MUZ-GS15NA*** | NTXWST15B112** |  | 14000 | 18000 | 21 | 12.75 | 11 | 2.03 | 67 | 78 | 207705482
Trane / Mitsubishi Electric | MUZ-GS09NAHZ*** | NTXWST09B112** |  | 9000 | 9600 | 28.4 | 15.4 | 9.6 | 2.01 | 59 | 100 | 207705492
Trane / Mitsubishi Electric | MUZ-GS12NAHZ*** | NTXWST12B112** |  | 12000 | 12300 | 21.7 | 13.05 | 9.6 | 1.84 | 62 | 100 | 207705494
Trane / Mitsubishi Electric | MUZ-GS18NAHZ*** | NTXWST18B112** |  | 18000 | 19000 | 21.5 | 13.45 | 9.6 | 1.8 | 62 | 100 | 207705496
Trane / Mitsubishi Electric | NTXSPH12B112A* | MSZ-FS12NA*** |  | 12000 | 12300 | 26.3 | 13.8 | 11.1 | 2.3 | 68 | 120 | 209832991
Trane / Mitsubishi Electric | NTXSPH15B112A* | MSZ-FS15NA*** |  | 14000 | 16000 | 22.3 | 14 | 10.4 | 2 | 63 | 121 | 209832996
Trane / Mitsubishi Electric | NTXSPH18B112A* | MSZ-FS18NA*** |  | 17200 | 19000 | 21 | 12.5 | 10.7 | 2 | 67 | 118 | 209833001
Trane / Mitsubishi Electric | NTXSPH12B112A* | NTXWPH12B112AA |  | 12000 | 12300 | 26.3 | 13.8 | 11.1 | 2.3 | 68 | 120 | 206195811
Trane / Mitsubishi Electric | NTXSPH15B112A* | NTXWPH15B112AA |  | 14000 | 16000 | 22.3 | 14 | 10.4 | 2 | 63 | 121 | 206195812
Trane / Mitsubishi Electric | NTXSPH18B112A* | NTXWPH18B112AA |  | 17200 | 19000 | 21 | 12.5 | 10.7 | 2 | 67 | 118 | 206195813
Trane / Mitsubishi Electric | NTXSST09B112** | MSZ-GS09NA*** |  | 9000 | 10900 | 28.4 | 15.4 | 10.9 | 2.12 | 60 | 72 | 207705505
Trane / Mitsubishi Electric | NTXSST12B112** | MSZ-GS12NA*** |  | 12000 | 14400 | 25.6 | 13.05 | 10.7 | 2 | 63 | 70 | 207705506
Trane / Mitsubishi Electric | NTXSST15B112** | MSZ-GS15NA*** |  | 14000 | 18000 | 21 | 12.75 | 11 | 2.03 | 67 | 78 | 207705508
Trane / Mitsubishi Electric | NTXSST09B112** | NTXWST09B112** |  | 9000 | 10900 | 28.4 | 15.4 | 10.9 | 2.12 | 60 | 72 | 207705511
Trane / Mitsubishi Electric | NTXSST12B112** | NTXWST12B112** |  | 12000 | 14400 | 25.6 | 13.05 | 10.7 | 2 | 63 | 70 | 207705512
Trane / Mitsubishi Electric | NTXSPB12B112A* | MSZ-FS12NA*** |  | 12000 | 12300 | 26.3 | 13.8 | 10.4 | 2.3 | 68 | 120 | 209832993
Trane / Mitsubishi Electric | NTXSST15B112** | NTXWST15B112** |  | 14000 | 18000 | 21 | 12.75 | 11 | 2.03 | 67 | 78 | 207705513
Trane / Mitsubishi Electric | NTXSPB15B112A* | MSZ-FS15NA*** |  | 14000 | 16000 | 22.3 | 14 | 9.9 | 2 | 63 | 121 | 209832998
Trane / Mitsubishi Electric | NTXSPB18B112A* | MSZ-FS18NA*** |  | 17200 | 19000 | 21 | 12.5 | 10.3 | 2 | 67 | 118 | 209833003
Trane / Mitsubishi Electric | NTXSPB12B112A* | NTXWPH12B112AA |  | 12000 | 12300 | 26.3 | 13.8 | 10.4 | 2.3 | 68 | 120 | 206195816
Trane / Mitsubishi Electric | NTXSPB15B112A* | NTXWPH15B112AA |  | 14000 | 16000 | 22.3 | 14 | 9.9 | 2 | 63 | 121 | 206195817
Trane / Mitsubishi Electric | NTXSPB18B112A* | NTXWPH18B112AA |  | 17200 | 19000 | 21 | 12.5 | 10.3 | 2 | 67 | 118 | 206195818
Trane / Mitsubishi Electric | NTXSSH09A112** | MSZ-GS09NA*** |  | 9000 | 9600 | 28.4 | 15.4 | 9.6 | 2.01 | 59 | 100 | 207705524
Trane / Mitsubishi Electric | NTXSSH12A112** | MSZ-GS12NA*** |  | 12000 | 12300 | 21.7 | 13.05 | 9.6 | 1.84 | 62 | 100 | 207705525
Trane / Mitsubishi Electric | NTXSSH18A112** | MSZ-GS18NA*** |  | 18000 | 19000 | 21.5 | 13.45 | 9.6 | 1.8 | 62 | 100 | 207705527
Trane / Mitsubishi Electric | NTXSSH09A112** | NTXWST09B112** |  | 9000 | 9600 | 28.4 | 15.4 | 9.6 | 2.01 | 59 | 100 | 207705529
Trane / Mitsubishi Electric | NTXSSH12A112** | NTXWST12B112** |  | 12000 | 12300 | 21.7 | 13.05 | 9.6 | 1.84 | 62 | 100 | 207705531
Trane / Mitsubishi Electric | NTXSSH18A112** | NTXWST18B112** |  | 18000 | 19000 | 21.5 | 13.45 | 9.6 | 1.8 | 62 | 100 | 207705533
Mitsubishi Electric | MUZ-FS15NA-U1 | MSZ-FS15NA-U1 |  | 14000 | 16000 | 22.3 | 14 | 10.4 | 2 | 63 | 121 | 205975734
Mitsubishi Electric | MUZ-FS18NA-U1 | MSZ-FS18NA-U1 |  | 17200 | 19000 | 21 | 12.5 | 10.7 | 2 | 67 | 118 | 205975735
Mitsubishi Electric | MUZ-GS09NA*** | MSZ-GS09NA*** |  | 9000 | 10900 | 28.4 | 15.4 | 10.9 | 2.12 | 60 | 72 | 207679242
Mitsubishi Electric | MUZ-GS12NA*** | MSZ-GS12NA*** |  | 12000 | 14400 | 25.6 | 13.05 | 10.7 | 2 | 63 | 70 | 207679243
Mitsubishi Electric | MUZ-GS15NA*** | MSZ-GS15NA*** |  | 14000 | 18000 | 21 | 12.75 | 11 | 2.03 | 67 | 78 | 207679244
American Standard / Mitsubishi Electric | MUZ-FS06NAH*** | NAXWPH06B112A* |  | 6000 | 8700 | 32.2 | 19.05 | 10.9 | 2.46 | 68 | 121 | 213879420
American Standard / Mitsubishi Electric | MUZ-FS09NAH*** | NAXWPH09B112A* |  | 9000 | 9600 | 29.8 | 16.05 | 10 | 2.4 | 61 | 118 | 213879421
American Standard / Mitsubishi Electric | MUZ-FS12NAH*** | NAXWPH12B112A* |  | 12000 | 12300 | 26.3 | 13.8 | 10.4 | 2.3 | 68 | 120 | 213879422
American Standard / Mitsubishi Electric | MUZ-FS15NAH*** | NAXWPH15B112A* |  | 14000 | 16000 | 22.3 | 14 | 9.9 | 2 | 63 | 121 | 213879423
American Standard / Mitsubishi Electric | MUZ-FS18NAH*** | NAXWPH18B112A* |  | 17200 | 19000 | 21 | 12.5 | 10.3 | 2 | 67 | 118 | 213879424
Trane / Mitsubishi Electric | MUZ-FS06NAH*** | NTXWPH06B112A* |  | 6000 | 8700 | 32.2 | 19.05 | 10.9 | 2.46 | 68 | 121 | 213879425
Trane / Mitsubishi Electric | MUZ-FS09NAH*** | NTXWPH09B112A* |  | 9000 | 9600 | 29.8 | 16.05 | 10 | 2.4 | 61 | 118 | 213879426
Trane / Mitsubishi Electric | MUZ-FS12NAH*** | NTXWPH12B112A* |  | 12000 | 12300 | 26.3 | 13.8 | 10.4 | 2.3 | 68 | 120 | 213879427
Trane / Mitsubishi Electric | MUZ-FS15NAH*** | NTXWPH15B112A* |  | 14000 | 16000 | 22.3 | 14 | 9.9 | 2 | 63 | 121 | 213879428
Trane / Mitsubishi Electric | MUZ-FS18NAH*** | NTXWPH18B112A* |  | 17200 | 19000 | 21 | 12.5 | 10.3 | 2 | 67 | 118 | 213879429
Mitsubishi Electric | MUZ-FS12NAH*** | MSZ-FS12NA*** |  | 12000 | 12300 | 26.3 | 13.8 | 10.4 | 2.3 | 68 | 120 | 209832204
Mitsubishi Electric | MUZ-FS12NA*** | MSZ-FS12NA*** |  | 12000 | 12300 | 26.3 | 13.8 | 11.1 | 2.3 | 68 | 120 | 209832203
American Standard / Mitsubishi Electric | MUZ-FS06NA*** | NAXWPH06B112A* |  | 6000 | 8700 | 32.2 | 19.05 | 11.9 | 2.46 | 68 | 121 | 209832979
American Standard / Mitsubishi Electric | MUZ-FS09NA*** | NAXWPH09B112A* |  | 9000 | 9600 | 29.8 | 16.05 | 10.9 | 2.4 | 61 | 118 | 209832984
American Standard / Mitsubishi Electric | MUZ-GS24NA*** | NAXWST24B112** |  | 22400 | 27600 | 21.5 | 12.6 | 10.3 | 2.1 | 64 | 71 | 207705491
Trane / Mitsubishi Electric | NTXSPH06B112A* | NAXWPH06B112A* |  | 6000 | 8700 | 32.2 | 19.05 | 11.9 | 2.46 | 68 | 121 | 209832982
Trane / Mitsubishi Electric | NTXSPH09B112A* | NAXWPH09B112A* |  | 9000 | 9600 | 29.8 | 16.05 | 10.9 | 2.4 | 61 | 118 | 209832987
Trane / Mitsubishi Electric | NTXSST24B112** | NAXWST24B112** |  | 22400 | 27600 | 21.5 | 12.6 | 10.3 | 2.1 | 64 | 71 | 207705522
Trane / Mitsubishi Electric | NTXSPB06B112A* | NAXWPH06B112A* |  | 6000 | 8700 | 32.2 | 19.05 | 10.9 | 2.46 | 68 | 121 | 213361515
Trane / Mitsubishi Electric | NTXSPB09B112A* | NAXWPH09B112A* |  | 9000 | 9600 | 29.8 | 16.05 | 10 | 2.4 | 61 | 118 | 213361517
Trane / Mitsubishi Electric | MUZ-FS06NA*** | NTXWPH06B112A* |  | 6000 | 8700 | 32.2 | 19.05 | 11.9 | 2.46 | 68 | 121 | 209832980
Trane / Mitsubishi Electric | MUZ-FS09NA*** | NTXWPH09B112A* |  | 9000 | 9600 | 29.8 | 16.05 | 10.9 | 2.4 | 61 | 118 | 209832985
Trane / Mitsubishi Electric | MUZ-GS24NA*** | NTXWST24B112** |  | 22400 | 27600 | 21.5 | 12.6 | 10.3 | 2.1 | 64 | 71 | 207705484
Trane / Mitsubishi Electric | NTXSPH06B112A* | MSZ-FS06NA*** |  | 6000 | 8700 | 32.2 | 19.05 | 11.9 | 2.46 | 68 | 121 | 209832981
Trane / Mitsubishi Electric | NTXSPH09B112A* | MSZ-FS09NA*** |  | 9000 | 9600 | 29.8 | 16.05 | 10.9 | 2.4 | 61 | 118 | 209832986
Trane / Mitsubishi Electric | NTXSPH06B112A* | NTXWPH06B112AA |  | 6000 | 8700 | 32.2 | 19.05 | 11.9 | 2.46 | 68 | 121 | 206195809
Trane / Mitsubishi Electric | NTXSPH09B112A* | NTXWPH09B112AA |  | 9000 | 9600 | 29.8 | 16.05 | 10.9 | 2.4 | 61 | 118 | 206195810
Trane / Mitsubishi Electric | NTXSST24B112** | MSZ-GS24NA*** |  | 22400 | 27600 | 21.5 | 12.6 | 10.3 | 2.1 | 64 | 71 | 207705510
Trane / Mitsubishi Electric | NTXSST24B112** | NTXWST24B112** |  | 22400 | 27600 | 21.5 | 12.6 | 10.3 | 2.1 | 64 | 71 | 207705516
Trane / Mitsubishi Electric | NTXSPB06B112A* | MSZ-FS06NA*** |  | 6000 | 8700 | 32.2 | 19.05 | 10.9 | 2.46 | 68 | 121 | 209832983
Trane / Mitsubishi Electric | NTXSPB09B112A* | MSZ-FS09NA*** |  | 9000 | 9600 | 29.8 | 16.05 | 10 | 2.4 | 61 | 118 | 209832988
Trane / Mitsubishi Electric | NTXSPB06B112A* | NTXWPH06B112AA |  | 6000 | 8700 | 32.2 | 19.05 | 10.9 | 2.46 | 68 | 121 | 206195814
Trane / Mitsubishi Electric | NTXSPB09B112A* | NTXWPH09B112AA |  | 9000 | 9600 | 29.8 | 16.05 | 10 | 2.4 | 61 | 118 | 206195815
Mitsubishi Electric | MUZ-FS06NAH*** | MSZ-FS06NA*** |  | 6000 | 8700 | 32.2 | 19.05 | 10.9 | 2.46 | 68 | 121 | 209832200
Mitsubishi Electric | MUZ-FS09NAH*** | MSZ-FS09NA*** |  | 9000 | 9600 | 29.8 | 16.05 | 10 | 2.4 | 61 | 118 | 209832202
Mitsubishi Electric | MUZ-FS06NA*** | MSZ-FS06NA*** |  | 6000 | 8700 | 32.2 | 19.05 | 11.9 | 2.46 | 68 | 121 | 209832199
Mitsubishi Electric | MUZ-FS09NA*** | MSZ-FS09NA*** |  | 9000 | 9600 | 29.8 | 16.05 | 10.9 | 2.4 | 61 | 118 | 209832201
Mitsubishi Electric | MUZ-GS24NA*** | MSZ-GS24NA*** |  | 22400 | 27600 | 21.5 | 12.6 | 10.3 | 2.1 | 64 | 71 | 207679246
PIONEER | YN018GHFI25RPH | WF018GHFI25HLH |  | 18000 | 19000 | 20.5 | 13.2 | 9.5 | 1.8 | 55 | 70 | 211583736
Innovair | WIN18H7H51(O) | WIN18H7H51(I) |  | 18000 | 19000 | 20.5 | 13.2 | 9.5 | 1.8 | 55 | 70 | 208286575
ZEPHYR | ZE-18UH24SCO | ZE-18UH24SCI |  | 18000 | 19000 | 20.5 | 13.2 | 9.5 | 1.8 | 55 | 70 | 208287543
GENERALLUX STAR | GNS-18HCH21TO2 | GNS-18HCH21TI2 |  | 18000 | 19000 | 20.5 | 13.2 | 9.5 | 1.8 | 55 | 70 | 213617769
Gridless | O-AYD18SD-1 | I-AYD18W-1 |  | 18000 | 19000 | 20.5 | 13.2 | 9.5 | 1.8 | 55 | 70 | 213265554
GENERALLUX STAR | AST-18UW3SBBTU01(O) | AST-18UW3SBBTU01(I) |  | 18000 | 19000 | 20.5 | 13.2 | 9.5 | 1.8 | 55 | 70 | 212292445
AIR-CON | ABHCI4H4S18 | ABHEM4H4S18 |  | 18000 | 19000 | 20.5 | 13.2 | 9.5 | 1.8 | 55 | 70 | 211583435
HISENSE | AST-18UW3SBB01 | AST-18UW3SBB**01 |  | 18000 | 19000 | 20.5 | 13.2 | 9.5 | 1.8 | 55 | 70 | 208193234
YONAN | YSA-24HRDN1-21 | YSA-24HRDN1-21 |  | 22000 | 23000 | 21 | 13 | 10 | 2.27 | 91 | 24 | 213265559
COSTWAY | FP10524US-12WH | FP10524US-22WH |  | 22000 | 23000 | 21 | 13 | 10 | 2.27 | 91 | 24 | 212528057
DELLA | 048-MS-24K2VR-21S-OUT | 048-MS-24K2VR-21S-QC-IN |  | 22000 | 23000 | 21 | 13 | 10 | 2.27 | 91 | 24 | 211001967
AUX | ASW-H24F4D2/ *R3DI-C6 | ASW-H24F4D2/ *R3DI-C6 |  | 22000 | 23000 | 21 | 13 | 10 | 2.27 | 91 | 24 | 210324762
Mitsubishi Electric | PUZ-HA24NHA1 | PCA-A24KA* |  | 23000 | 28000 | 18.7 | 12.5 | 9.5 | 1.8 | 63 | 93 | 211259270
Trane / Mitsubishi Electric | PUZ-HA24NHA1 | TPCA0A0241KA70A |  | 23000 | 28000 | 18.7 | 12.5 | 9.5 | 1.8 | 63 | 93 | 206717833
Mitsubishi Electric | PUZ-HA24NHA1 | PKA-A24KA* |  | 24000 | 28000 | 19.5 | 12.6 | 9.5 | 1.9 | 61 | 93 | 211259269
Mitsubishi Electric | PUZ-HA24NHA1 | PLA-A24EA* |  | 24000 | 28000 | 21.6 | 14 | 10 | 1.9 | 62 | 93 | 211273264
Trane / Mitsubishi Electric | PUZ-HA24NHA1 | TPKA0A0241KA70A |  | 24000 | 28000 | 19.5 | 12.6 | 9.5 | 1.9 | 61 | 93 | 206717835
Trane / Mitsubishi Electric | PUZ-HA24NHA1 | TPLA0A0241EA70A |  | 24000 | 28000 | 21.6 | 14 | 10 | 1.9 | 62 | 93 | 206717836
Trane / Mitsubishi Electric | TRUZH0241HA10** | PKA-A24KA**** |  | 24000 | 28000 | 19.5 | 12.6 | 9.5 | 1.9 | 61 | 93 | 206720349
Trane / Mitsubishi Electric | TRUZH0241HA10NA | TPKA0A0241KA*** |  | 24000 | 28000 | 19.5 | 12.6 | 9.5 | 1.9 | 61 | 93 | 211497052
Trane / Mitsubishi Electric | TRUZH0241HA10** | PLA-A24EA**** |  | 24000 | 28000 | 21.6 | 14 | 10 | 1.9 | 62 | 93 | 206720350
Trane / Mitsubishi Electric | TRUZH0241HA10NA | TPLA0A0241EA*** |  | 24000 | 28000 | 21.6 | 14 | 10 | 1.9 | 62 | 93 | 211497074
Trane / Mitsubishi Electric | TRUZH0241HA10** | PCA-A24KA**** |  | 23000 | 28000 | 18.7 | 12.5 | 9.5 | 1.8 | 63 | 93 | 206720348
Trane / Mitsubishi Electric | TRUZH0241HA10NA | TPCA0A0241KA*** |  | 23000 | 28000 | 18.7 | 12.5 | 9.5 | 1.8 | 63 | 93 | 211497053
HISENSE | AS-09UR3SXE00 | AS-09UR3SXE**00 |  | 9000 | 10000 | 27.5 | 15.5 | 10.5 | 2.1 | 60 | 70 | 10102524
AIR-CON | ABZCI4H4S09 | ABZEM4H4S09 |  | 9000 | 10000 | 27.5 | 15.5 | 10.5 | 2.1 | 60 | 70 | 10272500
MANUFLOW | AS-09UR3SXEDJ(O) | AS-09UR3SXEDJ(I) |  | 9000 | 10000 | 27.5 | 15.5 | 10.5 | 2.1 | 60 | 70 | 10277956
DIRECT AIR | DIR-09HP28-TQO | DIR-09HP28-TQI |  | 9000 | 10000 | 27.5 | 15.5 | 10.5 | 2.1 | 60 | 70 | 10306426
HISENSE | AS-09UW3SXE00 | AS-09UW3SXE**00 |  | 9000 | 10000 | 27.5 | 15.5 | 10.5 | 2.1 | 60 | 70 | 201981253
MANUFLOW | AS-09UW3SXEDJ(O) | AS-09UW3SXEDJ(I) |  | 9000 | 10000 | 27.5 | 15.5 | 10.5 | 2.1 | 60 | 70 | 202021915
WINDAIR | DWH09UW3SXETE00/O | DWH09UW3SXETE00/I |  | 9000 | 10000 | 27.5 | 15.5 | 10.5 | 2.1 | 60 | 70 | 202021941
WABBAN | BB09UW3SXETE00/O | BB09UW3SXETE00/I |  | 9000 | 10000 | 27.5 | 15.5 | 10.5 | 2.1 | 60 | 70 | 202021965
WESTINGHOUSE | WHZ09SZA21S | WHZ09WMA21S |  | 9000 | 10000 | 27.5 | 15.5 | 10.5 | 2.1 | 60 | 70 | 207337194
J-KU | JKS09HP230V1XC | JKS09HP230V1XE |  | 9000 | 10000 | 27.5 | 15.5 | 10.5 | 2.1 | 60 | 70 | 211583739
HISENSE | AS-09UW3SXG00 | AS-09UW3SXG**00 |  | 9000 | 10000 | 27.5 | 15.5 | 10.5 | 2.1 | 65 | 70 | 203376841
FRIEDRICH | FRHSR09A3A | FRHSW09A3A |  | 9000 | 10000 | 27.5 | 15.5 | 10.5 | 2.1 | 65 | 70 | 203383863
HISENSE | AS-09UW3SXG00A | AS-09UW3SXG**00A |  | 9000 | 10000 | 27.5 | 15.5 | 10.5 | 2.1 | 60 | 70 | 205092767
FRIEDRICH | FRHSR09A3A-A | FRHSW09A3B |  | 9000 | 10000 | 27.5 | 15.5 | 10.5 | 2.1 | 60 | 70 | 205142788
HISENSE | AS-09UW3SXETG00G | AS-09UW3SXETG00 |  | 9000 | 10000 | 27.5 | 15.5 | 10.5 | 2.1 | 60 | 70 | 213741353
HISENSE | AS-12UR3SXA00 | AS-12UR3SXA**00 |  | 12000 | 12000 | 23.5 | 15.4 | 9.8 | 1.75 | 58 | 70 | 10102525
AIR-CON | ABZCI4H4S12 | ABZEM4H4S12 |  | 12000 | 12000 | 23.5 | 15.4 | 9.8 | 1.75 | 58 | 70 | 10272501
MANUFLOW | AS-12UR3SXADJ(O) | AS-12UR3SXADJ(I) |  | 12000 | 12000 | 23.5 | 15.4 | 9.8 | 1.75 | 58 | 70 | 10277957
DIRECT AIR | DIR-12HP28-TQO | DIR-12HP28-TQI |  | 12000 | 12000 | 23.5 | 15.4 | 9.8 | 1.75 | 58 | 70 | 10306427
HISENSE | AS-12UR3SXA00 | AS-12UR3SXADK00 |  | 12000 | 12000 | 23.5 | 15.4 | 9.8 | 1.75 | 58 | 70 | 10268757
FRIEDRICH | MRH12Y3JA | MWH12Y3JA |  | 12000 | 12000 | 23.5 | 15.4 | 9.8 | 1.75 | 58 | 70 | 201763898
HISENSE | AS-12UR3SXA00 | AS-12UR3SXATQ00 |  | 12000 | 12000 | 23.5 | 15.4 | 9.8 | 1.75 | 58 | 70 | 10268758
HISENSE | AS-12UR3SXA00 | AS-12UR3SXATE00 |  | 12000 | 12000 | 23.5 | 15.4 | 9.8 | 1.75 | 58 | 70 | 10268759
HISENSE | AS-12UR3SXA00 | AS-12UR3SXADJ00 |  | 12000 | 12000 | 23.5 | 15.4 | 9.8 | 1.75 | 58 | 70 | 10268760
AUX | ASW-H24G1D2/*R3DI-C6 | ASW-H24G1D2/*R3DI-C6 |  | 24000 | 24000 | 21 | 12 | 10 | 2 | 100 | 19 | 213255582
Hotpoint | 1H09HN2DA** | HW09HN2DA** |  | 9000 | 10000 | 18 | 12 | 9.5 | 1.8 | 64 | 70 | 213879379
Hotpoint | 1H12HN2DA** | HW12HN2DA** |  | 12000 | 13000 | 18 | 12 | 9.5 | 1.8 | 65 | 70 | 213879380
Hotpoint | 1H18HN2DA** | HW18HN2DA** |  | 18000 | 19000 | 18 | 12 | 9.5 | 1.8 | 67 | 70 | 213879381
SLIMAIR | SHC24VH2AG | SHM24VE2AG |  | 23000 | 26000 | 22.3 | 12.5 | 10.3 | 1.8 | 73 | 88 | 213886034
SLIMAIR | SHC18VH2AG | SHM18VE2AG |  | 18000 | 18000 | 22 | 13 | 10.6 | 1.89 | 62 | 96 | 213886033
SLIMAIR | SHC12VH2AG | SHM12VE2AG |  | 12000 | 12000 | 23.1 | 13 | 10.5 | 1.88 | 86 | 92 | 213886032
SLIMAIR | SHC09VH2AG | SHM09VE2AG |  | 9000 | 12000 | 26.4 | 15.8 | 11.6 | 1.85 | 78 | 92 | 213886031
Mitsubishi Electric | MUZ-FS18NAH*** | MSZ-FS18NA*** |  | 17200 | 19000 | 21 | 12.5 | 10.3 | 2 | 67 | 118 | 209832208
Mitsubishi Electric | MUZ-FS18NA*** | MSZ-FS18NA*** |  | 17200 | 19000 | 21 | 12.5 | 10.7 | 2 | 67 | 118 | 209832207
Mitsubishi Electric | MUZ-FS15NAH*** | MSZ-FS15NA*** |  | 14000 | 16000 | 22.3 | 14 | 9.9 | 2 | 63 | 121 | 209832206
Mitsubishi Electric | MUZ-FS15NA*** | MSZ-FS15NA*** |  | 14000 | 16000 | 22.3 | 14 | 10.4 | 2 | 63 | 121 | 209832205
HISENSE | AS-09UW3SXETG00 | AS-09UW3SXETG00 |  | 9000 | 10000 | 27.5 | 15.5 | 10.5 | 2.1 | 60 | 70 | 213803156
HISENSE | AS-09UW3SXETG00P | AS-09UW3SXETG00 |  | 9000 | 10000 | 27.5 | 15.5 | 10.5 | 2.1 | 60 | 70 | 213741354
HISENSE | AS-09UW3SXE00B | AS-09UW3SXE**00B |  | 9000 | 10000 | 27.5 | 15.5 | 10.5 | 2.1 | 60 | 70 | 205092769
HISENSE | AS-09UR3SXE00 | AS-09UR3SXETE00 |  | 9000 | 10000 | 27.5 | 15.5 | 10.5 | 2.1 | 60 | 70 | 10268755
FRIEDRICH | MRH09Y3JA | MWH09Y3JA |  | 9000 | 10000 | 27.5 | 15.5 | 10.5 | 2.1 | 60 | 70 | 201763897
HISENSE | AS-09UR3SXE00 | AS-09UR3SXEDK00 |  | 9000 | 10000 | 27.5 | 15.5 | 10.5 | 2.1 | 60 | 70 | 10268754
HISENSE | AS-09UR3SXE00 | AS-09UR3SXEDJ00 |  | 9000 | 10000 | 27.5 | 15.5 | 10.5 | 2.1 | 60 | 70 | 10268753
HISENSE | AS-09UR3SXE00 | AS-09UR3SXETQ00 |  | 9000 | 10000 | 27.5 | 15.5 | 10.5 | 2.1 | 60 | 70 | 10268752
HISENSE | AST-18UW3SBBDH01 | AST-18UW3SBBDH01 |  | 18000 | 19000 | 20.5 | 13.2 | 9.5 | 1.8 | 55 | 70 | 213803154
HISENSE | AST-18UW3SBBDH01X | AST-18UW3SBBDH01 |  | 18000 | 19000 | 20.5 | 13.2 | 9.5 | 1.8 | 55 | 70 | 213741336
HISENSE | AST-18UW3SBBDH01G | AST-18UW3SBBDH01 |  | 18000 | 19000 | 20.5 | 13.2 | 9.5 | 1.8 | 55 | 70 | 213741335
KERR | A-KMH12SV-1 | B-KMH12FV-1 |  | 12000 | 12000 | 24.2 | 13.3 | 10.7 | 1.99 | 85 | 99 | 213916259
COMFORT-AIRE | A-VMH12SV-1 | B-VMH12FV-1 |  | 12000 | 12000 | 24.2 | 13.3 | 10.7 | 1.99 | 85 | 99 | 213916260
ZERO | ZMSB-09HV-USHH | ZMSB-09HV-USHH |  | 9000 | 10000 | 24 | 14.7 | 11.6 | 2.25 | 81 | 75 | 213917748
ZERO | ZMSB-12HV-USHH | ZMSB-12HV-USHH |  | 12000 | 12000 | 23.1 | 13 | 10.8 | 2.41 | 83 | 70 | 213917749
ZERO | ZMSB-18HV-USHH | ZMSB-18HV-USHH |  | 18000 | 18000 | 24 | 13.5 | 10.5 | 2.44 | 78 | 71 | 213917750
GREE | GWH09AUCXD-A6DNA1C/O | GWH09AUCXD-A6DN***/I |  | 9100 | 10000 | 27 | 15 | 10.5 | 1.9 | 63 | 92 | 213925481
GREE | GWH09AUCXD-D6DNA1C/O | GWH09AUCXD-D6DN***/I |  | 9100 | 10500 | 26 | 15 | 10.4 | 1.96 | 61 | 89 | 213925482
Mitsubishi Electric | MUFZ-KJ18NAHZ*** | NAXFKS18A112A* |  | 17000 | 21000 | 22 | 12.6 | 10.3 | 2.14 | 61 | 45 | 204629575
Mitsubishi Electric | MUFZ-KJ18NAHZ*** | NTXFKS18A112A* |  | 17000 | 21000 | 22 | 12.6 | 10.3 | 2.14 | 61 | 45 | 204629180
Trane / Mitsubishi Electric | NTXSPH15B112A* | NTXWPH15B112A* |  | 14000 | 16000 | 22.3 | 14 | 10.4 | 2.3 | 53 | 92 | 209832261
Trane / Mitsubishi Electric | NTXSPB15B112A* | NTXWPH15B112A* |  | 14000 | 16000 | 22.3 | 14 | 9.9 | 2 | 63 | 121 | 213361520
Trane / Mitsubishi Electric | NTXSPH18B112A* | NTXWPH18B112A* |  | 17200 | 19000 | 21 | 12.5 | 10.7 | 2 | 67 | 118 | 209832262
Trane / Mitsubishi Electric | NTXSPB18B112A* | NTXWPH18B112A* |  | 17200 | 19000 | 21 | 12.5 | 10.3 | 2 | 67 | 118 | 213361522
Trane / Mitsubishi Electric | NTXSPB09B112A* | NTXWPH09B112A* |  | 9000 | 9600 | 29.8 | 16.05 | 10 | 2.4 | 61 | 118 | 213361516
Trane / Mitsubishi Electric | NTXSPH12B112A* | NTXWPH12B112A* |  | 12000 | 12300 | 26.3 | 13.8 | 11.1 | 2.3 | 68 | 120 | 209832260
Trane / Mitsubishi Electric | NTXSPB12B112A* | NTXWPH12B112A* |  | 12000 | 12300 | 26.3 | 13.8 | 10.4 | 2.3 | 68 | 120 | 213361518
Trane / Mitsubishi Electric | NTXSPH06B112A* | NTXWPH06B112A* |  | 6000 | 8700 | 32.2 | 19.05 | 11.9 | 2.46 | 68 | 121 | 209832258
Trane / Mitsubishi Electric | NTXSPB06B112A* | NTXWPH06B112A* |  | 6000 | 8700 | 32.2 | 19.05 | 10.9 | 2.46 | 68 | 121 | 213361514
Trane / Mitsubishi Electric | NTXSPH09B112A* | NTXWPH09B112A* |  | 9000 | 9600 | 29.8 | 16.05 | 10.9 | 2.4 | 61 | 118 | 209832259
Mitsubishi Electric | MUFZ-KJ18NAHZ*** | MFZ-KJ18NA*** |  | 17000 | 21000 | 22 | 12.6 | 10.3 | 2.14 | 61 | 45 | 210819448
Mitsubishi Electric | MUFZ-KJ09NAHZ*** | NAXFKS09A112A* |  | 9000 | 11000 | 28.7 | 15.8 | 11.3 | 2.14 | 68 | 55 | 204629572
Mitsubishi Electric | MUFZ-KJ09NAHZ*** | NTXFKS09A112A* |  | 9000 | 11000 | 28.7 | 15.8 | 11.3 | 2.14 | 68 | 55 | 204629177
Mitsubishi Electric | MUFZ-KJ09NAHZ*** | MFZ-KJ09NA*** |  | 9000 | 11000 | 28.7 | 15.8 | 11.3 | 2.14 | 68 | 55 | 210819459
Mitsubishi Electric | MUFZ-KJ12NAHZ*** | NAXFKS12A112A* |  | 12000 | 13000 | 26.7 | 13.6 | 10.6 | 2.22 | 68 | 55 | 204629573
Mitsubishi Electric | MUFZ-KJ12NAHZ*** | NTXFKS12A112A* |  | 12000 | 13000 | 26.7 | 13.6 | 10.6 | 2.22 | 68 | 55 | 204629178
Mitsubishi Electric | MUFZ-KJ12NAHZ*** | MFZ-KJ12NA*** |  | 12000 | 13000 | 26.7 | 13.6 | 10.6 | 2.22 | 68 | 55 | 210819460
Mitsubishi Electric | MUFZ-KJ15NAHZ*** | NAXFKS15A112A* |  | 15000 | 18000 | 22.2 | 13.5 | 10.7 | 2.26 | 67 | 53 | 204629574
Mitsubishi Electric | MUFZ-KJ15NAHZ*** | NTXFKS15A112A* |  | 15000 | 18000 | 22.2 | 13.5 | 10.7 | 2.26 | 67 | 53 | 204629179
Mitsubishi Electric | MUFZ-KJ15NAHZ*** | MFZ-KJ15NA*** |  | 15000 | 18000 | 22.2 | 13.5 | 10.7 | 2.26 | 67 | 53 | 210819447
DELLA | 048-TP-12K2V-23S-OUT | 048-TP-12K2V-23S-IN |  | 12000 | 12000 | 23 | 13 | 9.5 | 1.8 | 63 | 76 | 213927343
Rovsun | TSC-12HA2/I3XI23-O | TSC-12HA2/I3XI23-I |  | 12000 | 12000 | 23 | 13 | 9.5 | 1.8 | 63 | 76 | 213927362
ZOKOP | TSC-12HA2/I3XI23-O | TSC-12HA2/I3XI23-I |  | 12000 | 12000 | 23 | 13 | 9.5 | 1.8 | 63 | 76 | 213927374
PANASONIC | CU-XE24WKUA | CS-XE24WKUAW |  | 24000 | 28000 | 20 | 10.9 | 10.3 | 1.84 | 66 | 70 | 205047855
PANASONIC | CU-XE15WKUA | CS-XE15WKUAW |  | 14700 | 17200 | 22 | 12.55 | 11 | 1.87 | 64 | 89 | 205047853
PANASONIC | CU-XE12WKUA | CS-XE12WKUAW |  | 11500 | 12000 | 24.6 | 14.15 | 11 | 2.13 | 83 | 85 | 205047852
PANASONIC | CU-XE9WKUA | CS-XE9WKUAW |  | 8700 | 10900 | 27.3 | 16.1 | 12 | 2.06 | 73 | 89 | 205047851
QUEBEC VAIR | NE-T53-AEG12EXT | NE-T53-AEG12INT |  | 12000 | 12000 | 25.5 | 14 | 10.4 | 1.8 | 83 | 100 | 213927609
QUEBEC VAIR | NE-T53-AEG18EXT | NE-T53-AEG18INT |  | 18000 | 18000 | 21.5 | 12.5 | 11.3 | 1.8 | 83 | 100 | 213927610
MAXI AIR | NE-T53-AEG12EXT | NE-T53-AEG12INT |  | 12000 | 12000 | 25.5 | 14 | 10.4 | 1.8 | 83 | 100 | 213927611
MAXI AIR | NE-T53-AEG18EXT | NE-T53-AEG18INT |  | 18000 | 18000 | 21.5 | 12.5 | 11.3 | 1.8 | 83 | 100 | 213927612
SHARP | AE-X24ZU1 | AY-XP24ZU1 |  | 22000 | 24000 | 22 | 10 | 11 | 2.2 | 93 | 79 | 213246054
SHARP | AE-X18ZHU1 | AY-XP18ZHU1 |  | 18000 | 21600 | 25 | 13 | 11.5 | 2.2 | 105 | 90 | 213246052
CIAC | CM43BX009-H3N2H | CK43BX009-C3N1H |  | 9000 | 10000 | 20 | 13 | 10 | 1.9 | 75 | 74 | 213927673
CIAC | CM43BX012-H3N2H | CK43BX012-C3N1H |  | 12000 | 12000 | 22.7 | 14 | 10 | 2.27 | 74 | 67 | 213927674
CIAC | CM43BX018-H3N2H | CK43BX018-C3N1H |  | 16000 | 19000 | 20.5 | 12.5 | 10.5 | 2.16 | 63 | 67 | 213927675
CIAC | CM43BX024-H3N2H | CK43BX024-C3N2H |  | 24000 | 25000 | 21.5 | 12.5 | 9.7 | 2.2 | 76 | 74 | 213927676
CIAC | CM43BX018-H3N2H | CF43BX018-M3N1H |  | 18000 | 20000 | 23 | 12.5 | 10 | 2.08 | 64 | 65 | 213927679
CIAC | CM43BX024-H3N2H | CF43BX024-M3N1H |  | 24000 | 24000 | 21.2 | 12.5 | 10.3 | 2.2 | 67 | 76 | 213927680
CIAC | CM43BX048-H3N2H | CF43BX048-M3N1H |  | 48000 | 50000 | 18.9 | 9.3 | 10 | 1.85 | 58 | 70 | 213927682
SLIMAIR | SHC30VH2AG | SHM30VE2AG |  | 33000 | 35000 | 20 | 11.7 | 10 | 1.8 | 79 | 99 | 213927691
Pasapair | AMZSAC-OU11V-12TC | AMZSAC-IN11V-12TC |  | 12000 | 12000 | 23 | 13 | 9.5 | 1.8 | 63 | 76 | 213928554
AI AIR CONDITIONING | AO25-18N1-M1H | AW25-18N1-M1 |  | 18000 | 18000 | 22 | 13 | 10.6 | 1.89 | 62 | 96 | 213769945
AI AIR CONDITIONING | AO24-09N1-M1H | AW25-09N1-M1 |  | 9000 | 10000 | 24 | 14.7 | 11.6 | 2.25 | 81 | 75 | 213769938
AI AIR CONDITIONING | AO29-09N1-M1H | AW29-09N1-M1 |  | 9000 | 12000 | 29 | 16.5 | 22 | 1.86 | 95 | 113 | 213769947
AI AIR CONDITIONING | AO29-12N1-M1H | AW29-12N1-M1 |  | 12000 | 12000 | 27.5 | 14.3 | 14.5 | 1.86 | 95 | 113 | 213769948
AI AIR CONDITIONING | AO24-09N1-B1H | AW24-09N1-B1 |  | 9000 | 10000 | 23 | 13.8 | 9.8 | 2.06 | 59 | 67 | 213769936
AI AIR CONDITIONING | AO25-12N1-B1H | AW25-12N1-B1 |  | 12000 | 12000 | 22.7 | 12.5 | 10.4 | 2.06 | 74 | 56 | 213927638
AI AIR CONDITIONING | AO24-12N1-M1H | AW25-12N1-M1 |  | 12000 | 12000 | 23.1 | 13 | 10.8 | 2.41 | 83 | 70 | 213769939
AI AIR CONDITIONING | AO25-09N1-B1H | AW25-09N1-B1 |  | 9000 | 10000 | 23 | 13.8 | 9.8 | 2.06 | 59 | 67 | 213927637
AI AIR CONDITIONING | AO29-33N1-M1H | AW29-33N1-M1 |  | 33000 | 35000 | 19.5 | 12 | 10 | 1.8 | 82 | 99 | 213769951
AI AIR CONDITIONING | AO25-06N1-M1H | AW25-06N1-M1 |  | 6000 | 7000 | 23.5 | 15 | 12 | 1.84 | 107 | 101 | 213769942
AI AIR CONDITIONING | AO29-24N1-M1H | AW29-24N1-M1 |  | 24000 | 29000 | 21.5 | 13 | 11.4 | 2.21 | 73 | 86 | 213769950
AI AIR CONDITIONING | AO24-12N1-B1H | AW24-12N1-B1 |  | 12000 | 12000 | 22.7 | 12.5 | 10.4 | 2.06 | 74 | 56 | 213769937
AI AIR CONDITIONING | AO24-18N1-M1H | AW25-18N1-M1 |  | 18000 | 18000 | 24 | 13.5 | 10.5 | 2.44 | 78 | 71 | 213769940
AI AIR CONDITIONING | AO25-09N1-M1H | AW25-09N1-M1 |  | 9000 | 12000 | 26.4 | 15.8 | 11.6 | 1.85 | 78 | 92 | 213769943
AI AIR CONDITIONING | AO25-12N1-M1H | AW25-12N1-M1 |  | 12000 | 12000 | 23.1 | 13 | 10.5 | 1.88 | 86 | 92 | 213769944
AI AIR CONDITIONING | AO25-24N1-M1H | AW25-24N1-M1 |  | 23000 | 26000 | 22.3 | 12.5 | 10.3 | 1.8 | 73 | 88 | 213769946
Bluefin | BFMS12PR-01O | BFMS12PL-01I |  | 12000 | 12000 | 23.1 | 13 | 10.5 | 1.88 | 86 | 92 | 213769907
Bluefin | BFMS18PL-01O | BFMS18PL-01I |  | 18000 | 18000 | 24 | 13.5 | 10.5 | 2.44 | 78 | 71 | 213769906
Bluefin | BFMS12PL-01O | BFMS12PL-01I |  | 12000 | 12000 | 23.1 | 13 | 10.8 | 2.41 | 83 | 70 | 213769909
Bluefin | BFMS24PR-01O | BFMS24PL-01I |  | 23000 | 26000 | 22.3 | 12.5 | 10.3 | 1.8 | 73 | 88 | 213769902
Bluefin | BFMS18PR-01O | BFMS18PL-01I |  | 18000 | 18000 | 22 | 13 | 10.6 | 1.89 | 62 | 96 | 213769911
Bluefin | BFMS09PL-01O | BFMS09PL-01I |  | 9000 | 10000 | 24 | 14.7 | 11.6 | 2.25 | 81 | 75 | 213769908
Bluefin | BFMS09PR-01O | BFMS09PL-01I |  | 9000 | 12000 | 26.4 | 15.8 | 11.6 | 1.85 | 78 | 92 | 213769915
DAIKIN | RXF09AXVJU | FTXF09AXVJU |  | 9000 | 10000 | 21 | 12.5 | 10.2 | 2.2 | 63 | 49 | 213895726
DAIKIN | RXF18AXVJU | FTXF18AXVJU |  | 18100 | 21600 | 21 | 12 | 9.6 | 2.1 | 59 | 50 | 213895721
DAIKIN | RXF12AXVJU | FTXF12AXVJU |  | 12000 | 13500 | 21 | 12.5 | 10.2 | 2.32 | 63 | 49 | 213895720
Bladex | BS25-18HFN1-ODU | BWM11D-18HWIU |  | 18000 | 18000 | 22 | 13 | 10.6 | 1.89 | 62 | 96 | 214056588
Mitsutomo | HO-SZ18-AB-Q | HF-UZ18-AB-Q |  | 17000 | 18000 | 20.5 | 12.5 | 9.8 | 1.86 | 67 | 93 | 214056572
Mitsutomo | HO-SZ12-AB-Q | HL-UZ12-AB-Q |  | 12000 | 12000 | 24.2 | 13.3 | 10.7 | 1.99 | 85 | 99 | 214056570
Mitsutomo | HO-SZ24-AB-Q | HC-UZ24-AB-Q |  | 24000 | 25000 | 20.5 | 11 | 11.5 | 2 | 84 | 103 | 214056565
Mitsutomo | HO-SZ18-AB-Q | HC-UZ18-AB-Q |  | 16000 | 17000 | 20 | 12.5 | 9.5 | 1.75 | 92 | 94 | 214056564
Mitsutomo | HO-SZ12-AB-Q | HC-UZ12-AB-Q |  | 12000 | 12000 | 22.3 | 12.7 | 10.2 | 1.89 | 83 | 94 | 214056563
Mitsutomo | HO-SZ09-AB-Q | HC-UZ09-AB-Q |  | 9000 | 9800 | 20.5 | 13 | 10.3 | 1.8 | 92 | 102 | 214056562
Bladex | BS25-33HFN1-ODU | BWMF-33HWIU |  | 33000 | 35000 | 20 | 11.7 | 10 | 1.8 | 79 | 99 | 214056590
Bladex | BS25-24HFN1-ODU | BWM11D-23HWIU |  | 23000 | 26000 | 22.3 | 12.5 | 10.3 | 1.8 | 73 | 88 | 214056589
Bladex | BS25-12HFN1-ODU | BWM11B-12HWIU |  | 12000 | 12000 | 23.1 | 13 | 10.5 | 1.88 | 86 | 92 | 214056587
Bladex | BS25-09HFN1-ODU | BWM11B-09HWIU |  | 9000 | 12000 | 26.4 | 15.8 | 11.6 | 1.85 | 78 | 92 | 214056586
Bladex | BS25-06HFN1-ODU | BWM11A-06HWIU |  | 6000 | 7000 | 23.5 | 15 | 12 | 1.84 | 107 | 101 | 214056585
Mitsutomo | HW-SZ60-BB-Q | HF-UZ60-BB-Q |  | 55000 | 60000 | 17.3 | 9 | 10.2 | 1.97 | 67 | 94 | 214056581
Mitsutomo | HO-SZ36-BB-Q | HC-UZ36-BB-Q |  | 36000 | 40000 | 19.4 | 9.5 | 10.5 | 1.85 | 83 | 100 | 214056574
Mitsutomo | HO-SZ24-AB-Q | HF-UZ24-AB-Q |  | 24000 | 25000 | 20.5 | 11.7 | 11 | 2.1 | 76 | 100 | 214056573
Mitsubishi Electric | SUZ-KA12NA2 | MLZ-KP12NA* |  | 12000 | 15400 | 21.7 | 12.2 | 10.9 | 2.45 | 64 | 50 | 207699122
Trane / Mitsubishi Electric | NTXSKS12A112AA | NTXCKS12A112** |  | 12000 | 13000 | 22 | 13.3 | 9.7 | 2 | 68 | 55 | 211497096
Trane / Mitsubishi Electric | NTXSKS12A112** | NTXUKS12A112** |  | 12000 | 15400 | 21.7 | 12.2 | 10.9 | 2.45 | 64 | 50 | 207699141
Mitsubishi Electric | SUZ-KA12NA2 | SLZ-KF12NA* |  | 12000 | 13000 | 22 | 13.3 | 9.7 | 2 | 68 | 55 | 211289247
Trane / Mitsubishi Electric | SUZ-KA12NA2 | NTXUKS12A112** |  | 12000 | 13000 | 22 | 13.3 | 9.7 | 2 | 68 | 55 | 207699129
SHARP | AE-X18ZU1 | AY-XP18ZU1 |  | 18000 | 21600 | 24 | 13 | 11 | 2.2 | 102 | 83 | 213246053
HISENSE | AST-12UW3SXEDH01 | AST-12UW3SXEDH01 |  | 12000 | 12000 | 21 | 13 | 9.5 | 1.75 | 63 | 70 | 213803159
HISENSE | AST-12UW3SXEDH01U | AST-12UW3SXEDH01 |  | 12000 | 12000 | 21 | 13 | 9.5 | 1.75 | 63 | 70 | 213741362
HISENSE | AST-12UW3SXEDH01G | AST-12UW3SXEDH01 |  | 12000 | 12000 | 21 | 13 | 9.5 | 1.75 | 63 | 70 | 213741361
SLIMAIR | SHCD18VC2AG | SHMZ18VC2AG |  | 18000 | 18000 | 22 | 13 | 10.6 | 1.89 | 62 | 96 | 208447942
SLIMAIR | SHCD09VC2AG | SHMZ09VC2AG |  | 9000 | 12000 | 26.4 | 15.8 | 11.6 | 1.85 | 78 | 92 | 208447940
SLIMAIR | SHC12VE2AG | SHM12VE2AG |  | 12000 | 12000 | 23.1 | 13 | 10.8 | 2.41 | 83 | 70 | 208447937
SLIMAIR | SHCD24VC2AG | SHMZ24VC2AG |  | 23000 | 26000 | 22.3 | 12.5 | 10.3 | 1.8 | 73 | 88 | 208447943
SLIMAIR | SHC12VE1AG | SHM12VE1AG |  | 12000 | 12000 | 22.7 | 12.5 | 10.4 | 2.06 | 74 | 56 | 208447935
SLIMAIR | SHC18VE2AG | SHMZ18VC2AG |  | 18000 | 18000 | 24 | 13.5 | 10.5 | 2.44 | 78 | 71 | 208447946
SLIMAIR | SHC12VE2AG | SHMZ12VC2AG |  | 12000 | 12000 | 23.1 | 13 | 10.8 | 2.41 | 83 | 70 | 208447945
SLIMAIR | SHC09VE1AG | SHM09VE1AG |  | 9000 | 10000 | 23 | 13.8 | 9.8 | 2.06 | 59 | 67 | 208447934
SLIMAIR | SHC09VE2AG | SHMZ09VC2AG |  | 9000 | 10000 | 24 | 14.7 | 11.6 | 2.25 | 81 | 75 | 208447944
SLIMAIR | SHCD12VC2AG | SHMZ12VC2AG |  | 12000 | 12000 | 23.1 | 13 | 10.5 | 1.88 | 86 | 92 | 208447941
SLIMAIR | SHC18VE2AG | SHM18VE2AG |  | 18000 | 18000 | 24 | 13.5 | 10.5 | 2.44 | 78 | 71 | 208447938
SLIMAIR | SHC09VE2AG | SHM09VE2AG |  | 9000 | 10000 | 24 | 14.7 | 11.6 | 2.25 | 81 | 75 | 208447936
SAMSUNG | AR12CSDACWKX | AR12CSDABWKN |  | 12000 | 12000 | 23 | 13.5 | 10.5 | 2.2 | 95 | 91 | 210436264
AUX | ASW-H36I9A2/*R3DI-B8 | ASW-H36I9A2/*R3DI-B8 |  | 33600 | 34000 | 20 | 10.1 | 9.5 | 2 | 69 | 67 | 214097933
AUX | ASW-H18E3A2/*R3DI-C6 | ASW-H18E3A2/*R3DI-C6 |  | 18000 | 18000 | 22 | 11 | 9.5 | 2.18 | 42 | 75 | 214097930
AUX | ASW-H24F6A2/*R3DI-D7 | ASW-H24F6A2/*R3DI-D7 |  | 22400 | 24000 | 25 | 14 | 10.5 | 2.1 | 82 | 85 | 214097927
AUX | ASW-H24G0B2/*R3DI-C7 | ASW-H24G0B2/*R3DI-C7 |  | 23000 | 24000 | 22 | 12 | 10 | 2.2 | 93 | 80 | 214097926
AUX | ASW-H18E3A2/*R3DI-D2 | ASW-H18E3A2/*R3DI-D2 |  | 18000 | 18200 | 25 | 14 | 10.5 | 2.2 | 88 | 80 | 214097925
AUX | ASW-H12C5A2/*R3DI-C9 | ASW-H12C5A2/*R3DI-C9 |  | 12000 | 12300 | 25 | 12.8 | 10.5 | 2.2 | 72 | 79 | 214097924
AUX | ASW-H12C5A2/*R3DI-C8 | ASW-H12C5A2/*R3DI-C8 |  | 12000 | 12300 | 22 | 12.5 | 9.5 | 2.1 | 67 | 75 | 214097923
AUX | ASW-H12C5A3/*R3DI-C5 | ASW-H12C5A3/*R3DI-C5 |  | 12000 | 12300 | 22 | 12 | 9.5 | 2.32 | 78 | 76 | 214097922
AUX | ASW-H12C5A3/*R3DI-C6 | ASW-H12C5A3/*R3DI-C6 |  | 12000 | 12300 | 25 | 12 | 10.5 | 1.83 | 70 | 75 | 214097921
AUX | ASW-H09B6A3/*R3DI-C5 | ASW-H09B6A3/*R3DI-C5 |  | 9100 | 9700 | 22 | 12 | 9.5 | 2.52 | 91 | 102 | 214097920
AUX | ASW-H09B6A3/*R3DI-D0 | ASW-H09B6A3/*R3DI-D0 |  | 9000 | 10000 | 25 | 12 | 10.5 | 1.91 | 67 | 83 | 214097919
AUX | ASW-H09B6A2/*R3DI-D3 | ASW-H09B6A2/*R3DI-D3 |  | 9200 | 10000 | 25 | 14 | 10.5 | 1.9 | 87 | 83 | 214097918
AUX | ASW-H09B6A2/*R3DI-C9 | ASW-H09B6A2/*R3DI-C9 |  | 9100 | 10000 | 23 | 13.6 | 9.5 | 2.05 | 76 | 88 | 214097917
YONAN | YSA-24HRDN1-21 | YSA-24HRDN1-21 |  | 22000 | 23000 | 21 | 13 | 10 | 2.27 | 87 | 83 | 213265559
COSTWAY | FP10524US-12WH | FP10524US-22WH |  | 22000 | 23000 | 21 | 13 | 10 | 2.27 | 87 | 83 | 212528057
DELLA | 048-MS-24K2VR-21S-OUT | 048-MS-24K2VR-21S-QC-IN |  | 22000 | 23000 | 21 | 13 | 10 | 2.27 | 87 | 83 | 211001967
AUX | ASW-H24F4D2/ *R3DI-C6 | ASW-H24F4D2/ *R3DI-C6 |  | 22000 | 23000 | 21 | 13 | 10 | 2.27 | 87 | 83 | 210324762
AUX | ASW-H24G1D2/*R3DI-C6 | ASW-H24G1D2/*R3DI-C6 |  | 24000 | 24000 | 21 | 12 | 10 | 2 | 83 | 64 | 213255582
GREE | GWH24AWEXF-D6DNA1E/O | GWH24AWEXF-D6DN***/I |  | 23000 | 24000 | 26 | 13.3 | 10 | 1.8 | 65 | 79 | 213802701
GREE | GWH24ACEXH-S3DNA1A/O | GWH24ACEXH-S3DN***/I |  | 22000 | 24000 | 22.5 | 13.3 | 9.5 | 1.88 | 60 | 92 | 212386795
AUFIT | ASW-H24F4D2/ *R3DI-C6 | ASW-H24F4D2/ *R3DI-C6 |  | 22000 | 23000 | 21 | 13 | 10 | 2.27 | 87 | 83 | 210721453
AUX | AM5-H42/2DR3B | ASW-H09B6A2/*R3DI-C9 |  | 42000 | 42000 | 24 | 12.5 | 10.5 | 2 | 79 | 80 | 214097942
AUX | AM4-H36/2DR3B | ASW-H09B6A2/*R3DI-C9 |  | 36000 | 36000 | 24 | 12.5 | 11 | 2 | 83 | 90 | 214097941
AUX | AM3-H24/2DR3B | ASW-H07B0A2/*R3DI-C9 |  | 24000 | 26000 | 24 | 13 | 10.5 | 2.1 | 106 | 98 | 214097943
AUX | AM2-H18/2DR3B | ASW-H09B6A2/*R3DI-C9 |  | 18000 | 21000 | 23.3 | 12.5 | 11 | 2 | 86 | 104 | 214097940
AUX | AM5-H42/2DR3A | ASW-H09B6A2/*R3DI-C9 |  | 37000 | 40000 | 22 | 12 | 10 | 2 | 68 | 75 | 214097939
AUX | AM4-H36/2DR3A | ASW-H09B6A2/*R3DI-C9 |  | 36000 | 36000 | 23 | 12.3 | 10 | 2 | 76 | 70 | 214097938
AUX | AM4-H30/2DR3A | ASW-H09B6A2/*R3DI-C9 |  | 30000 | 30000 | 23 | 12.5 | 10 | 2 | 90 | 81 | 214097937
AUX | AM3-H24/2DR3A | ASW-H07B0A2/*R3DI-C9 |  | 24000 | 24000 | 23 | 12.5 | 10 | 2 | 98 | 85 | 214097936
AUX | AM2-H18/2DR3A | ASW-H09B6A2/*R3DI-C9 |  | 17700 | 18000 | 22 | 12.3 | 10 | 2 | 67 | 78 | 214097935
PREMIUM LEVELLA | PIAW1832580B | PIAW1832579A |  | 18000 | 18000 | 22 | 13 | 10.6 | 1.89 | 62 | 96 | 214232464
PREMIUM LEVELLA | PIAW932580B | PIAW932579A |  | 9000 | 12000 | 26.4 | 15.8 | 11.6 | 1.85 | 78 | 92 | 214232463
PREMIUM LEVELLA | PIAW1232580B | PIAW1232579A |  | 12000 | 12000 | 23.1 | 13 | 10.5 | 1.88 | 86 | 92 | 214232461
PREMIUM LEVELLA | PIAW2432580B | PIAW2432579A |  | 23000 | 26000 | 22.3 | 12.5 | 10.3 | 1.8 | 73 | 88 | 214232462
AURORA | AU-CX12HR-2A-O | AU-LCS12-2A-I |  | 12000 | 12000 | 24.2 | 13.3 | 10.7 | 1.99 | 85 | 99 | 214232454
ZERO | ZMSB-24HV-USHHC | ZMSB-24HV-USHHC |  | 23000 | 26000 | 22.3 | 12.5 | 10.3 | 1.8 | 73 | 88 | 214232450
ZERO | ZMSB-18HV-USHHC | ZMSB-18HV-USHHC |  | 18000 | 18000 | 22 | 13 | 10.6 | 1.89 | 62 | 96 | 214232449
ZERO | ZMSB-09HV-USHHC | ZMSB-09HV-USHHC |  | 9000 | 12000 | 26.4 | 15.8 | 11.6 | 1.85 | 78 | 92 | 214232447
ZERO | ZMSB-12HV-USHHC | ZMSB-12HV-USHHC |  | 12000 | 12000 | 23.1 | 13 | 10.5 | 1.88 | 86 | 92 | 214232448
Multi MFG | MSH-18HD-A | 18CCHP0-C-M-A |  | 16000 | 17000 | 20 | 12.5 | 9.5 | 1.75 | 92 | 94 | 214232445
Multi MFG | MSH-12HD-A | 12CCHP0-C-M-A |  | 12000 | 12000 | 22.3 | 12.7 | 10.2 | 1.89 | 83 | 94 | 214232444
Multi MFG | MSH-18HD-A | 18HWMS0-C-M-A |  | 18000 | 18000 | 21.5 | 12.5 | 11.3 | 1.8 | 83 | 100 | 214232436
Multi MFG | MSH-24HD-A | 24HWMS0-C-M-A |  | 24000 | 29000 | 21.5 | 13 | 11.4 | 2.21 | 73 | 86 | 214232437
ECO AC | EHP-O18BB | EHP-W18BB |  | 18000 | 18000 | 22 | 13 | 10.6 | 1.89 | 62 | 96 | 214232434
ECO AC | EHP-O24BB | EHP-W24BB |  | 23000 | 26000 | 22.3 | 12.5 | 10.3 | 1.8 | 73 | 88 | 214232435
ECO AC | EHP-O09BB | EHP-W09BB |  | 9000 | 12000 | 26.4 | 15.8 | 11.6 | 1.85 | 78 | 92 | 214232432
ECO AC | EHP-O12BB | EHP-W12BB |  | 12000 | 12000 | 23.1 | 13 | 10.5 | 1.88 | 86 | 92 | 214232433
HISENSE | AST-12UW3TXE00 | AST-12UW3TXE**00 |  | 12000 | 12000 | 23 | 12.25 | 10 | 2 | 90 | 88 | 214232471
HISENSE | AST-12UW3TXG00 | AST-12UW3TXG**00 |  | 12000 | 12000 | 23 | 12.25 | 10 | 2 | 90 | 88 | 214232472
HISENSE | AST-1224TUO | AST-1224DLSI |  | 12000 | 12000 | 23 | 12.25 | 10 | 2 | 90 | 88 | 214232473
FRIEDRICH | FPHSR12A3B | FAHFW12A3A |  | 12000 | 12000 | 23 | 12.25 | 10 | 2 | 90 | 88 | 214237688
Trane / Mitsubishi Electric | NTXSKS09A112AA | SLZ-KF09NA* |  | 9000 | 11000 | 24 | 13.4 | 10 | 1.81 | 63 | 47 | 214236392
Trane / Mitsubishi Electric | SUZ-KA18NA2 | NTXUKS18A112** |  | 18000 | 20000 | 22.9 | 12.5 | 10.5 | 2.5 | 66 | 52 | 207699131
Mitsubishi Electric | SUZ-KA18NA2 | NTXCKS18A112A* |  | 17700 | 19700 | 21 | 12.5 | 10 | 2.31 | 65 | 51 | 204629202
Mitsubishi Electric | SUZ-KA15NA2 | NTXCKS15A112A* |  | 14100 | 18000 | 20.7 | 12.2 | 10.7 | 2.5 | 66 | 52 | 204629201
Mitsubishi Electric | SUZ-KA12NA2 | NTXCKS12A112A* |  | 12000 | 13000 | 22 | 13.3 | 9.7 | 2 | 68 | 55 | 204629200
Trane / Mitsubishi Electric | SUZ-KA09NA2 | NTXUKS09A112** |  | 9000 | 12000 | 20.2 | 12.6 | 11.9 | 2.75 | 64 | 49 | 207699144
Mitsubishi Electric | SUZ-KA09NA2 | NTXCKS09A112A* |  | 9000 | 11000 | 24 | 13.4 | 10 | 1.81 | 63 | 47 | 204629199
Trane / Mitsubishi Electric | NTXSKS18A112** | MLZ-KP18NA* |  | 18000 | 20000 | 22.9 | 12.5 | 10.5 | 2.5 | 66 | 52 | 207699142
Trane / Mitsubishi Electric | NTXSKS12A112** | MLZ-KP12NA* |  | 12000 | 15400 | 21.7 | 12.2 | 10.9 | 2.45 | 64 | 50 | 207699140
Trane / Mitsubishi Electric | NTXSKS09A112** | MLZ-KP09NA* |  | 9000 | 12000 | 20.2 | 12.6 | 11.9 | 2.75 | 64 | 49 | 207699139
YITAHOME | IMHCAC-0014 | IMHCAC-0013 |  | 24000 | 24000 | 21 | 12 | 10 | 2 | 83 | 64 | 213350769
Mitsubishi Electric | NTXSKS18A112A* | SLZ-KF18NA.TH |  | 17700 | 19700 | 21 | 12.5 | 10 | 2.31 | 65 | 51 | 204629289
Trane / Mitsubishi Electric | NTXSKS18A112AA | NTXCKS18A112** |  | 17700 | 19700 | 21 | 12.5 | 10 | 2.31 | 65 | 51 | 211497094
Mitsubishi Electric | NTXSKS15A112A* | SLZ-KF15NA.TH |  | 14100 | 18000 | 20.7 | 12.2 | 10.7 | 2.5 | 66 | 52 | 204629288
Mitsubishi Electric | NTXSKS12A112A* | SLZ-KF12NA.TH |  | 12000 | 13000 | 22 | 13.3 | 9.7 | 2 | 68 | 55 | 204629287
AUX | AJAN36HP230V1CO | AJAN36HP230V1CH |  | 33600 | 34000 | 20 | 10.1 | 9.5 | 2 | 69 | 67 | 214290030
AUX | AFEB18HP230V1CO | AFEB18HP230V1CH |  | 18000 | 18000 | 22 | 11 | 9.5 | 2.18 | 42 | 75 | 214290027
AUX | AMAR24HP230V1CO | AMAR24HP230V1CH |  | 22400 | 24000 | 25 | 14 | 10.5 | 2.1 | 82 | 85 | 214290024
AUX | AFEB24HP230V1CO | AFEB24HP230V1CH |  | 23000 | 24000 | 22 | 12 | 10 | 2.2 | 93 | 80 | 214290023
AUX | AMAR18HP230V1CO | AMAR18HP230V1CH |  | 18000 | 18200 | 25 | 14 | 10.5 | 2.2 | 88 | 80 | 214290022
AUX | AMAR12HP230V1CO | AMAR12HP230V1CH |  | 12000 | 12300 | 25 | 12.8 | 10.5 | 2.2 | 72 | 79 | 214290021
AUX | AFEB12HP230V1CO | AFEB12HP230V1CH |  | 12000 | 12300 | 22 | 12.5 | 9.5 | 2.1 | 67 | 75 | 214290020
AUX | AFEB12HP115V1CO | AFEB12HP115V1CH |  | 12000 | 12300 | 22 | 12 | 9.5 | 2.32 | 78 | 76 | 214290019
AUX | AMAR12HP115V1CO | AMAR12HP115V1CH |  | 12000 | 12300 | 25 | 12 | 10.5 | 1.83 | 70 | 75 | 214290018
AUX | AFEB09HP115V1CO | AFEB09HP115V1CH |  | 9100 | 9700 | 22 | 12 | 9.5 | 2.52 | 91 | 102 | 214290017
AUX | AMAR09HP115V1CO | AMAR09HP115V1CH |  | 9000 | 10000 | 25 | 12 | 10.5 | 1.91 | 67 | 83 | 214290016
AUX | AMAR09HP230V1CO | AMAR09HP230V1CH |  | 9200 | 10000 | 25 | 14 | 10.5 | 1.9 | 87 | 83 | 214290015
AUX | AFEB09HP230V1CO | AFEB09HP230V1CH |  | 9100 | 10000 | 23 | 13.6 | 9.5 | 2.05 | 76 | 88 | 214290014
Mitsubishi Electric | MUZ-FS18NA-U1 | MSZ-FS18NA-U1 |  | 17200 | 19000 | 21 | 12.5 | 10.7 | 2 | 67 | 118 | 205975735
Mitsubishi Electric | MUZ-FS15NA-U1 | MSZ-FS15NA-U1 |  | 14000 | 16000 | 22.3 | 14 | 10.4 | 2 | 63 | 121 | 205975734
Mitsubishi Electric | MUZ-JP09WA*** | MSZ-JP09WA*** |  | 9000 | 10900 | 20 | 12 | 10 | 2.37 | 61 | 46 | 209832210
Mitsubishi Electric | MUZ-GL18NA*** | MSZ-GL18NA*** |  | 18000 | 21600 | 20.5 | 13.4 | 10.3 | 2.23 | 64 | 50 | 209832268
HISENSE | AS-12UW1SXE00 | AS-12UW1SXE**00 |  | 12000 | 12000 | 21.7 | 12.5 | 9.5 | 1.75 | 63 | 70 | 203377564
EMERSON QUIET KOOL | 21S-EACH12R1C | 21S-EACH12R1W |  | 12000 | 12000 | 21.7 | 12.5 | 9.5 | 1.75 | 63 | 70 | 205747593
CLASSIC | HRHDBC12SA | HWHDBC12SA |  | 12000 | 12000 | 21.7 | 12.5 | 9.5 | 1.75 | 63 | 70 | 205287354
DIAL | 12000-22S-115-O | 12000-22S-115-I |  | 12000 | 12000 | 21.7 | 12.5 | 9.5 | 1.75 | 63 | 70 | 213088031
DIRECT AIR | DIR-12HP22DKO-ES | DIR-12HP22DKI-ES |  | 12000 | 12000 | 21.7 | 12.5 | 9.5 | 1.75 | 63 | 70 | 203490393
Perfect Aire | UB1MSHQCO12 | UB1MSHQCW12 |  | 12000 | 12000 | 21.7 | 12.5 | 9.5 | 1.75 | 63 | 70 | 208287581
ProAire | UB1MSHQCO12 | UB1MSHQCW12 |  | 12000 | 12000 | 21.7 | 12.5 | 9.5 | 1.75 | 63 | 70 | 208287591
DIRECT AIR | DIRH-12HP23-DKO-115 | DIRH-12HP23-DKI-115 |  | 12000 | 12000 | 21.7 | 12.5 | 9.5 | 1.75 | 63 | 70 | 207583105
Hessaire | H12E1 | H12E1 |  | 12000 | 12000 | 21.7 | 12.5 | 9.5 | 1.75 | 63 | 70 | 206913622
DIAL | SZHW12WW115BAG | SZHW12NN115BAG |  | 12000 | 12000 | 21.7 | 12.5 | 9.5 | 1.75 | 63 | 70 | 213361984
Buck Cool | UB1MSHQCO12 | UB1MSHQCW12 |  | 12000 | 12000 | 21.7 | 12.5 | 9.5 | 1.75 | 63 | 70 | 208287572
Perfect Aire | 3PAMSHQCO12 | 3PAMSHQCW12 |  | 12000 | 12000 | 21.7 | 12.5 | 9.5 | 1.75 | 63 | 70 | 205653642
ACiQ | UB1MSHQCO12 | UB1MSHQCW12 |  | 12000 | 12000 | 21.7 | 12.5 | 9.5 | 1.75 | 63 | 70 | 208287565
DENALI AIRE | DNMSHQCO12A | DNMSHQCW12A |  | 12000 | 12000 | 21.7 | 12.5 | 9.5 | 1.75 | 63 | 70 | 205300162
HISENSE | AS-12UW1SXG00 | AS-12UW1SXG**00 |  | 12000 | 12000 | 21.7 | 12.5 | 9.5 | 1.75 | 63 | 70 | 203377565
FRIEDRICH | FPHSR12A1A | FPHSW12A1A |  | 12000 | 12000 | 21.7 | 12.5 | 9.5 | 1.75 | 63 | 70 | 203383868
HISENSE | AST-12UW3SXE01 | AST-12UR3SXE**01 |  | 12000 | 12000 | 21 | 13 | 9.5 | 1.75 | 63 | 70 | 203378193
ZEPHYR | MA-12CA22SEXT | MA-12CA22SINT |  | 12000 | 12000 | 21 | 13 | 9.5 | 1.75 | 63 | 70 | 203446792
Multi MFG | 12HHW0-HP-AO | 12HHW0-HP-A |  | 12000 | 12000 | 21 | 13 | 9.5 | 1.75 | 63 | 70 | 208812667
AIR-CON | ABXCI4H4S12 | ABXEM4H4S12 |  | 12000 | 12000 | 21 | 13 | 9.5 | 1.75 | 63 | 70 | 203446795
MANUFLOW | AST-12UW3SXEDJ01(O) | AST-12UW3SXEDJ01(I) |  | 12000 | 12000 | 21 | 13 | 9.5 | 1.75 | 63 | 70 | 203446805
MANUFLOW | AST-09UW3SVGDJ01(O) | AST-09UW3SVGDJ01(I) |  | 12000 | 12000 | 21 | 13 | 9.5 | 1.75 | 63 | 70 | 203446796
J-KU | JKS-12H2HP-ES(O) | JKS-12H2HP-ES(I) |  | 12000 | 12000 | 21 | 13 | 9.5 | 1.75 | 63 | 70 | 213265623
DIRECT AIR | DIR-12HP21DKO-ES | DIR-12HP21DKI-ES |  | 12000 | 12000 | 21 | 13 | 9.5 | 1.75 | 63 | 70 | 203490397
ZEPHYR | ZE-12CA22SEXT | ZE-12CA22SINT |  | 12000 | 12000 | 21 | 13 | 9.5 | 1.75 | 63 | 70 | 203446793
EMERSON QUIET KOOL | EACH12R2O | EACH12R2W |  | 12000 | 12000 | 21 | 13 | 9.5 | 1.75 | 63 | 70 | 208812664
FRIEDRICH | FPHSR12A3A | FPHFW12A3A |  | 12000 | 12000 | 21 | 13 | 9.5 | 1.75 | 63 | 70 | 203383866
HISENSE | AST-12UW3SXG01 | AST-12UW3SXG**01 |  | 12000 | 12000 | 21 | 13 | 9.5 | 1.75 | 63 | 70 | 203378232
HISENSE | AST-12UW3SXE01 | AST-12UW3SXE**01 |  | 12000 | 12000 | 21 | 13 | 9.5 | 1.75 | 63 | 70 | 203845999
DIAL | SZHW12WW230BAJ | SZHW12NW230BAJ |  | 12000 | 12000 | 21 | 13 | 9.5 | 1.75 | 63 | 70 | 213088023
GENERALLUX STAR | GNS-12HCH22TO1 | GNS-12HCH22TI1 |  | 12000 | 12000 | 21 | 13 | 9.5 | 1.75 | 63 | 70 | 213617766
ZEPHYR | ZE-12CA22EXT | ZE-12CA22INT |  | 12000 | 12000 | 21 | 13 | 9.5 | 1.75 | 63 | 70 | 204580064
EMERSON QUIET KOOL | 21S-EACH12R2C | 21S-EACH12R2W |  | 12000 | 12000 | 21 | 13 | 9.5 | 1.75 | 63 | 70 | 206061620
GENERALLUX STAR | AST-12UW3SXETU01(O) | AST-12UW3SXETU01(I) |  | 12000 | 12000 | 21 | 13 | 9.5 | 1.75 | 63 | 70 | 206733678
DIAL | 12000Z-20S-230-O | 12000Z-20S-230-I |  | 12000 | 12000 | 21 | 13 | 9.5 | 1.75 | 63 | 70 | 204400704
HISENSE | AS-12UW1SXE00A | AS-12UW1SXE**00A |  | 12000 | 12000 | 21.7 | 12.5 | 9.5 | 1.75 | 63 | 70 | 205092756
DIAL | 12000Z-22S-230-O | 12000Z-22S-230-I |  | 12000 | 12000 | 21 | 13 | 9.5 | 1.75 | 63 | 70 | 213088025
DIRECT AIR | DIRH-12HP23-DKO | DIRH-12HP23-DKI |  | 12000 | 12000 | 21 | 13 | 9.5 | 1.75 | 63 | 70 | 207583107
WESTINGHOUSE | WHP12SZA21S | WHP12WMA21S |  | 12000 | 12000 | 21 | 13 | 9.5 | 1.75 | 63 | 70 | 205417834
AZUR | AZ-12CA22EXT | AZ-12CA22INT |  | 12000 | 12000 | 21 | 13 | 9.5 | 1.75 | 63 | 70 | 205417845
MAESTRO | MA-12CA22SEXT | MA-12CA22SINT |  | 12000 | 12000 | 21 | 13 | 9.5 | 1.75 | 63 | 70 | 205138202
HAXXAIR | HVH-12T2D | HAH-12T2D |  | 12000 | 12000 | 21 | 13 | 9.5 | 1.75 | 63 | 70 | 204628475
CLASSIC | HRHDBC12AS2 | HWHDBC12S2 |  | 12000 | 12000 | 21 | 13 | 9.5 | 1.75 | 63 | 70 | 205287348
HISENSE | AS-12UW1SXG00A | AS-12UW1SXG**00A |  | 12000 | 12000 | 21.7 | 12.5 | 9.5 | 1.75 | 63 | 70 | 205092757
FRIEDRICH | FPHSR12A1A-A | FPHSW12A1B |  | 12000 | 12000 | 21.7 | 12.5 | 9.5 | 1.75 | 63 | 70 | 205142782
HISENSE | AST-12UW3SXG01A | AST-12UW3SXG**01A |  | 12000 | 12000 | 21 | 13 | 9.5 | 1.75 | 63 | 70 | 205092762
FRIEDRICH | FPHSR12A3A-A | FPHFW12A3B |  | 12000 | 12000 | 21 | 13 | 9.5 | 1.75 | 63 | 70 | 205142785
HISENSE | AST-12UW3SXE01A | AST-12UW3SXE**01A |  | 12000 | 12000 | 21 | 13 | 9.5 | 1.75 | 63 | 70 | 205092782
Perfect Aire | 3PAMSHQCO12-U230 | 3PAMSHQCW12-U230 |  | 12000 | 12000 | 21 | 13 | 9.5 | 1.75 | 63 | 70 | 206453601
HISENSE | AST-12UW3SXEDL01 | AST-12UW3SXEDL01 |  | 12000 | 12000 | 21 | 13 | 9.5 | 1.75 | 63 | 70 | 206347237
HISENSE | AST-12UW3SXEDC01 | AST-12UW3SXEDC01 |  | 12000 | 12000 | 21 | 13 | 9.5 | 1.75 | 63 | 70 | 211455296
HISENSE | AST-12UW3SXE**01 | AST-12UW3SXE**01 |  | 12000 | 12000 | 21 | 13 | 9.5 | 1.75 | 63 | 70 | 211717256
HISENSE | AST-12UW3SXEDH01G | AST-12UW3SXEDH01 |  | 12000 | 12000 | 21 | 13 | 9.5 | 1.75 | 63 | 70 | 213741361
HISENSE | AST-12UW3SXEDH01U | AST-12UW3SXEDH01 |  | 12000 | 12000 | 21 | 13 | 9.5 | 1.75 | 63 | 70 | 213741362
HISENSE | AST-12UW3SXEDH01 | AST-12UW3SXEDH01 |  | 12000 | 12000 | 21 | 13 | 9.5 | 1.75 | 63 | 70 | 213803159
HISENSE | AST-18UW3TBB00 | AST-18UW3TBB**00 |  | 18000 | 18500 | 21 | 12.95 | 10 | 1.9 | 97 | 95 | 214097913
HISENSE | AST-18UW3TBN00 | AST-18UW3TBN**00 |  | 18000 | 18500 | 21 | 12.95 | 10 | 1.9 | 97 | 95 | 214097914
FRIEDRICH | FPHSR18A3B | FAHFW18A3A |  | 18000 | 18500 | 21 | 12.95 | 10 | 1.9 | 97 | 95 | 214142519
HISENSE | AST-1824TXO | AST-1824DLSI |  | 18000 | 18500 | 21 | 12.95 | 10 | 1.9 | 97 | 95 | 214097915
HISENSE | AST-09UW3TXE00 | AST-09UW3TXE**00 |  | 9000 | 9500 | 25 | 13.65 | 11 | 2.1 | 95 | 95 | 214215188
HISENSE | AST-09UW3TXG00 | AST-09UW3TXG**00 |  | 9000 | 9500 | 25 | 13.65 | 11 | 2.1 | 95 | 95 | 214229584
FRIEDRICH | FPHSR09A3B | FAHFW09A3A |  | 9000 | 9500 | 25 | 13.65 | 11 | 2.1 | 95 | 95 | 214232408
HISENSE | AST-0924TXO | AST-0924DLSI |  | 9000 | 9500 | 25 | 13.65 | 11 | 2.1 | 95 | 95 | 214229585
AUX | ASPR18HPMULO | AFEB09HP230V1CH |  | 17700 | 18000 | 22 | 12.3 | 10 | 2 | 67 | 78 | 214291423
AUX | ASPR24HPMULO | AFEB07HP220V1CH |  | 24000 | 24000 | 23 | 12.5 | 10 | 2 | 98 | 85 | 214291424
AUX | ASPR30HPMULO | AFEB09HP230V1CH |  | 30000 | 30000 | 23 | 12.5 | 10 | 2 | 90 | 81 | 214291425
AUX | ASPR36HPMULO | AFEB09HP230V1CH |  | 36000 | 36000 | 23 | 12.3 | 10 | 2 | 76 | 70 | 214291426
AUX | ASPR42HPMULO | AFEB09HP230V1CH |  | 37000 | 40000 | 22 | 12 | 10 | 2 | 68 | 75 | 214291427
AUX | ASUM18HPMULO | AFEB09HP230V1CH |  | 18000 | 21000 | 23.3 | 12.5 | 11 | 2 | 86 | 104 | 214291428
AUX | ASUM36HPMULO | AFEB09HP230V1CH |  | 36000 | 36000 | 24 | 12.5 | 11 | 2 | 83 | 90 | 214291429
AUX | ASUM42HPMULO | AFEB09HP230V1CH |  | 42000 | 42000 | 24 | 12.5 | 10.5 | 2 | 79 | 80 | 214291430
AUX | ASUM24HPMULO | AFEB07HP220V1CH |  | 24000 | 26000 | 24 | 13 | 10.5 | 2.1 | 106 | 98 | 214291431
EG4 | DWB3-ACDC-24K | DGA2-ACDC-24K |  | 22600 | 25000 | 21 | 11.3 | 9.6 | 1.8 | 80 | 70 | 213255576
Deye | DWB3-ACDC-24K | DGA2-ACDC-24K |  | 22600 | 25000 | 21 | 11.3 | 9.6 | 1.8 | 80 | 70 | 211765303
PANASONIC | CU-E12RKUA | CS-E12RKUAW |  | 11500 | 12000 | 22.5 | 12.5 | 9.6 | 1.77 | 88 | 72 | 7958199
PANASONIC | CU-E18RKUA | CS-E18RKUAW |  | 17200 | 18000 | 19.5 | 13.2 | 9.5 | 2 | 83 | 71 | 7958200
GE Appliances | ASH118URDE** | ASYW18URDE** |  | 17800 | 20000 | 23 | 13 | 12 | 1.9 | 77 | 90 | 212409458
GE Appliances | ASH112URDE** | ASYW12URDE** |  | 12000 | 14500 | 27.5 | 15 | 12.5 | 1.9 | 74 | 103 | 212409457
GE Appliances | ASH109URDE** | ASYW09URDE** |  | 9000 | 10000 | 30 | 16 | 14 | 1.9 | 78 | 106 | 212409456
HAIER | 1U18EH2HE** | AW18EH2HE** |  | 17800 | 20000 | 23 | 13 | 12 | 1.9 | 77 | 90 | 212409449
HAIER | 1U12EH2HE** | AW12EH2HE** |  | 12000 | 14500 | 27.5 | 15 | 12.5 | 1.9 | 74 | 103 | 212409448
HAIER | 1U09EH2HE** | AW09EH2HE** |  | 9000 | 10000 | 30 | 16 | 14 | 1.9 | 78 | 106 | 212409447
GE Appliances | ASH124UCDD** | ASYW24TRDF** |  | 24000 | 26000 | 21 | 11 | 10 | 1.8 | 65 | 85 | 211744609
HAIER | 1U24LP2HD** | AW24TL2HF** |  | 24000 | 26000 | 21 | 11 | 10 | 1.8 | 65 | 85 | 211744601
GE Appliances | ASH124PRDB** | ASYW24PRDB** |  | 22000 | 27600 | 20 | 12.5 | 9.6 | 1.8 | 69 | 72 | 211709326
GE Appliances | ASH118PRDB** | ASYW18PRDB** |  | 17000 | 21000 | 21 | 12.5 | 9.6 | 1.8 | 65 | 73 | 211709325
GE Appliances | ASH115PRDB** | ASYW15PRDB** |  | 15000 | 16000 | 21.5 | 12.5 | 9.6 | 1.8 | 73 | 89 | 211709324
GE Appliances | ASH112PRDB** | ASYW12PRDB** |  | 12000 | 13000 | 23 | 12.5 | 10.5 | 1.8 | 77 | 80 | 211709323
GE Appliances | ASH109PRDB** | ASYW09PRDB** |  | 9000 | 10000 | 23.5 | 14.5 | 9.6 | 1.8 | 58 | 85 | 211709322
HAIER | 1U24AP2HD** | AW24AP2HD** |  | 22000 | 27600 | 20 | 12.5 | 9.6 | 1.8 | 69 | 72 | 211709321
HAIER | 1U18AP2HD** | AW18AP2HD** |  | 17000 | 21000 | 21 | 12.5 | 9.6 | 1.8 | 65 | 73 | 211709320
HAIER | 1U15AP2HD** | AW15AP2HD** |  | 15000 | 16000 | 21.5 | 12.5 | 9.6 | 1.8 | 73 | 89 | 211709319
HAIER | 1U12AP2HD** | AW12AP2HD** |  | 12000 | 13000 | 23 | 12.5 | 10.5 | 1.8 | 77 | 80 | 211709318
HAIER | 1U09AP2HD** | AW09AP2HD** |  | 9000 | 10000 | 23.5 | 14.5 | 9.6 | 1.8 | 58 | 85 | 211709317
GE Appliances | ASH124TRDF** | ASYW24TRDF** |  | 23000 | 26000 | 20 | 11 | 9.5 | 1.75 | 65 | 84 | 207769100
HAIER | 1U24TL2HF** | AW24TL2HF** |  | 23000 | 26000 | 20 | 11 | 9.5 | 1.75 | 65 | 84 | 207769097
AUX | AFEB18HP230V2CO | AFEB18HP230V2CH |  | 18000 | 18000 | 21.5 | 11 | 9.5 | 2.1 | 78 | 71 | 214311531
MDV | MOX330-09HFN10-M1X | MSAG11B-09HRFN10-M1 |  | 9000 | 12000 | 23 | 15 | 10.5 | 1.8 | 83 | 96 | 214311107
MDV | MOX330-09HFN10-M1X | MSAG11BM-12HRFN10-M1 |  | 9000 | 12000 | 23 | 15 | 10.5 | 1.8 | 83 | 96 | 214311108
MDV | MOX330-09HFN10-M1X | MSEPB-09HRFN10-M1 |  | 9000 | 12000 | 24.5 | 15.5 | 10.5 | 1.8 | 82 | 96 | 214311110
MDV | MOX330-09HFN10-M1X | MSEPBM-12HRFN10-M1 |  | 9000 | 12000 | 24.5 | 15.5 | 10.5 | 1.8 | 82 | 96 | 214311111
MDV | MOX230-06HFN10-M1X | MSAG11A-06HRFN10-M1 |  | 6000 | 7000 | 22.3 | 16 | 12.6 | 2.3 | 109 | 107 | 214311113
MDV | MOX230-06HFN10-M1X | MSEPBM-12HRFN10-M1 |  | 6000 | 7000 | 22.7 | 18 | 12.8 | 2.39 | 113 | 110 | 214311114
MDV | MOX230-06HFN10-M1X | MSEPB-06HRFN10-M1 |  | 6000 | 7000 | 22.7 | 18 | 12.8 | 2.39 | 113 | 110 | 214311115
HISENSE | AS-12UW3SXATG00 | AS-12UW3SXATG00 |  | 12000 | 12000 | 23.5 | 15.4 | 9.8 | 1.75 | 58 | 70 | 213803157
HISENSE | AS-09UW3SXETG00 | AS-09UW3SXETG00 |  | 9000 | 10000 | 27.5 | 15.5 | 10.5 | 2.1 | 60 | 70 | 213803156
HISENSE | AS-12UW3SXATG00P | AS-12UW3SXATG00 |  | 12000 | 12000 | 23.5 | 15.4 | 9.8 | 1.75 | 58 | 70 | 213741356
HISENSE | AS-12UW3SXATG00G | AS-12UW3SXATG00 |  | 12000 | 12000 | 23.5 | 15.4 | 9.8 | 1.75 | 58 | 70 | 213741355
HISENSE | AS-09UW3SXETG00P | AS-09UW3SXETG00 |  | 9000 | 10000 | 27.5 | 15.5 | 10.5 | 2.1 | 60 | 70 | 213741354
HISENSE | AS-09UW3SXETG00G | AS-09UW3SXETG00 |  | 9000 | 10000 | 27.5 | 15.5 | 10.5 | 2.1 | 60 | 70 | 213741353
HISENSE | AS-24UW3SKKVT00X | AS-24UW3SKKVT00 |  | 24000 | 26000 | 21 | 12.5 | 10 | 1.75 | 60 | 70 | 213741338
HISENSE | AS-24UW3SKKVT00G | AS-24UW3SKKVT00 |  | 24000 | 26000 | 21 | 12.5 | 10 | 1.75 | 60 | 70 | 213741337
HISENSE | AST-18UW3SBBDH01X | AST-18UW3SBBDH01 |  | 18000 | 19000 | 20.5 | 13.2 | 9.5 | 1.8 | 55 | 70 | 213741336
HISENSE | AST-18UW3SBBDH01G | AST-18UW3SBBDH01 |  | 18000 | 19000 | 20.5 | 13.2 | 9.5 | 1.8 | 55 | 70 | 213741335
HISENSE | AST-12UW3SXETD02 | AST-12UW3SXEDH02 |  | 12000 | 12000 | 23.5 | 12.7 | 9.5 | 2.05 | 57 | 70 | 213741334
HISENSE | AST-12UW3SXEDH02X | AST-12UW3SXEDH02 |  | 12000 | 12000 | 23.5 | 12.7 | 9.5 | 2.05 | 57 | 70 | 213741333
HISENSE | AST-12UW3SXEDH02G | AST-12UW3SXEDH02 |  | 12000 | 12000 | 23.5 | 12.7 | 9.5 | 2.05 | 57 | 70 | 213741332
HISENSE | AST-09UW3SXETD01 | AST-09UW3SXEDH01 |  | 9000 | 10000 | 25.5 | 14.5 | 10.5 | 2.05 | 55 | 70 | 213741331
HISENSE | AST-09UW3SXEDH01X | AST-09UW3SXEDH01 |  | 9000 | 10000 | 25.5 | 14.5 | 10.5 | 2.05 | 55 | 70 | 213741330
HISENSE | AST-09UW3SXEDH01G | AST-09UW3SXEDH01 |  | 9000 | 10000 | 25.5 | 14.5 | 10.5 | 2.05 | 55 | 70 | 213741329
HISENSE | AS-12UW3SXA** | AS-12UW3SXA**00 |  | 12000 | 12000 | 23.5 | 15.4 | 9.8 | 1.75 | 58 | 70 | 211717254
HISENSE | AS-12UW3SXA**00 | AS-12UW3SXA**00 |  | 12000 | 12000 | 23.5 | 15.4 | 9.8 | 1.75 | 58 | 70 | 211717253
HISENSE | AS-09UW3SXE00B | AS-09UW3SXE**00B |  | 9000 | 10000 | 27.5 | 15.5 | 10.5 | 2.1 | 60 | 70 | 205092769
FRIEDRICH | FRHSR12A3A-A | FRHSW12A3B |  | 12000 | 12000 | 23.5 | 15.4 | 9.8 | 1.75 | 58 | 70 | 205142789
HISENSE | AS-12UW3SXL00A | AS-12UW3SXL**00A |  | 12000 | 12000 | 23.5 | 15.4 | 9.8 | 1.75 | 58 | 70 | 205092768
HISENSE | AS-09UW3SXG00A | AS-09UW3SXG**00A |  | 9000 | 10000 | 27.5 | 15.5 | 10.5 | 2.1 | 60 | 70 | 205092767
FRIEDRICH | FRHSR09A3A-A | FRHSW09A3B |  | 9000 | 10000 | 27.5 | 15.5 | 10.5 | 2.1 | 60 | 70 | 205142788
FRIEDRICH | FRHSR12A3A | FRHSW12A3A |  | 12000 | 12000 | 23.5 | 15.4 | 9.8 | 1.75 | 58 | 70 | 203383864
HISENSE | AS-12UW3SXL00 | AS-12UW3SXL**00 |  | 12000 | 12000 | 23.5 | 15.4 | 9.8 | 1.75 | 58 | 70 | 203376852
FRIEDRICH | FRHSR09A3A | FRHSW09A3A |  | 9000 | 10000 | 27.5 | 15.5 | 10.5 | 2.1 | 65 | 70 | 203383863
HISENSE | AS-09UW3SXG00 | AS-09UW3SXG**00 |  | 9000 | 10000 | 27.5 | 15.5 | 10.5 | 2.1 | 65 | 70 | 203376841
J-KU | JKS12HP230V1XC | JKS12HP230V1XE |  | 12000 | 12000 | 23.5 | 15.4 | 9.8 | 1.75 | 58 | 70 | 211583740
WESTINGHOUSE | WHZ12SZA21S | WHZ12WMA21S |  | 12000 | 12000 | 23.5 | 15.4 | 9.8 | 1.75 | 58 | 70 | 207337195
WABBAN | BB12UW3SXATE00/O | BB12UW3SXATE00/I |  | 12000 | 12000 | 23.5 | 15.4 | 9.8 | 1.75 | 58 | 70 | 202021966
WINDAIR | DWH12UW3SXATE00/O | DWH12UW3SXATE00/I |  | 12000 | 12000 | 23.5 | 15.4 | 9.8 | 1.75 | 58 | 70 | 202021942
MANUFLOW | AS-12UW3SXADJ(O) | AS-12UW3SXADJ(I) |  | 12000 | 12000 | 23.5 | 15.4 | 9.8 | 1.75 | 58 | 70 | 202021916
HISENSE | AS-12UW3SXA00 | AS-12UW3SXA**00 |  | 12000 | 12000 | 23.5 | 15.4 | 9.8 | 1.75 | 58 | 70 | 201981254
J-KU | JKS09HP230V1XC | JKS09HP230V1XE |  | 9000 | 10000 | 27.5 | 15.5 | 10.5 | 2.1 | 60 | 70 | 211583739
WESTINGHOUSE | WHZ09SZA21S | WHZ09WMA21S |  | 9000 | 10000 | 27.5 | 15.5 | 10.5 | 2.1 | 60 | 70 | 207337194
WABBAN | BB09UW3SXETE00/O | BB09UW3SXETE00/I |  | 9000 | 10000 | 27.5 | 15.5 | 10.5 | 2.1 | 60 | 70 | 202021965
WINDAIR | DWH09UW3SXETE00/O | DWH09UW3SXETE00/I |  | 9000 | 10000 | 27.5 | 15.5 | 10.5 | 2.1 | 60 | 70 | 202021941
MANUFLOW | AS-09UW3SXEDJ(O) | AS-09UW3SXEDJ(I) |  | 9000 | 10000 | 27.5 | 15.5 | 10.5 | 2.1 | 60 | 70 | 202021915
HISENSE | AS-09UW3SXE00 | AS-09UW3SXE**00 |  | 9000 | 10000 | 27.5 | 15.5 | 10.5 | 2.1 | 60 | 70 | 201981253
HISENSE | AS-12UR3SXE | AS-12UR3SXEDK |  | 12000 | 12000 | 21 | 13 | 9.5 | 1.75 | 63 | 70 | 10271378
HISENSE | AS-12UR3SXE | AS-12UR3SXEDJ |  | 12000 | 12000 | 21 | 13 | 9.5 | 1.75 | 63 | 70 | 10271377
HISENSE | AS-12UR3SXA00 | AS-12UR3SXADJ00 |  | 12000 | 12000 | 23.5 | 15.4 | 9.8 | 1.75 | 58 | 70 | 10268760
HISENSE | AS-12UR3SXA00 | AS-12UR3SXATE00 |  | 12000 | 12000 | 23.5 | 15.4 | 9.8 | 1.75 | 58 | 70 | 10268759
HISENSE | AS-12UR3SXA00 | AS-12UR3SXATQ00 |  | 12000 | 12000 | 23.5 | 15.4 | 9.8 | 1.75 | 58 | 70 | 10268758
FRIEDRICH | MRH12Y3JA | MWH12Y3JA |  | 12000 | 12000 | 23.5 | 15.4 | 9.8 | 1.75 | 58 | 70 | 201763898
HISENSE | AS-12UR3SXA00 | AS-12UR3SXADK00 |  | 12000 | 12000 | 23.5 | 15.4 | 9.8 | 1.75 | 58 | 70 | 10268757
HISENSE | AS-12UR3SXA00 | AS-12UR3SXATG00 |  | 12000 | 12000 | 23.5 | 15.4 | 9.8 | 1.75 | 58 | 70 | 10268756
HISENSE | AS-09UR3SXE00 | AS-09UR3SXETE00 |  | 9000 | 10000 | 27.5 | 15.5 | 10.5 | 2.1 | 60 | 70 | 10268755
FRIEDRICH | MRH09Y3JA | MWH09Y3JA |  | 9000 | 10000 | 27.5 | 15.5 | 10.5 | 2.1 | 60 | 70 | 201763897
HISENSE | AS-09UR3SXE00 | AS-09UR3SXEDK00 |  | 9000 | 10000 | 27.5 | 15.5 | 10.5 | 2.1 | 60 | 70 | 10268754
HISENSE | AS-09UR3SXE00 | AS-09UR3SXEDJ00 |  | 9000 | 10000 | 27.5 | 15.5 | 10.5 | 2.1 | 60 | 70 | 10268753
HISENSE | AS-09UR3SXE00 | AS-09UR3SXETQ00 |  | 9000 | 10000 | 27.5 | 15.5 | 10.5 | 2.1 | 60 | 70 | 10268752
HISENSE | AS-09UR3SXE00 | AS-09UR3SXETG00 |  | 9000 | 10000 | 27.5 | 15.5 | 10 | 2.1 | 60 | 70 | 10268751
HISENSE | AS-12UR3SXE | AS-12UR3SXETE |  | 12000 | 12000 | 21 | 13 | 9.5 | 1.75 | 63 | 70 | 10268717
HISENSE | AS-12UR3SXE | AS-12UR3SXETD |  | 12000 | 12000 | 21 | 13 | 9.5 | 1.75 | 63 | 70 | 10268716
HISENSE | AS-12UR3SXE | AS-12UR3SXEDC |  | 12000 | 12000 | 21 | 13 | 9.5 | 1.75 | 63 | 70 | 10268715
HISENSE | AS-12UR3SXE | AS-12UR3SXEDB |  | 12000 | 12000 | 21 | 13 | 9.5 | 1.75 | 63 | 70 | 10268714
DIRECT AIR | DIR-12HP28-TQO | DIR-12HP28-TQI |  | 12000 | 12000 | 23.5 | 15.4 | 9.8 | 1.75 | 58 | 70 | 10306427
MANUFLOW | AS-12UR3SXADJ(O) | AS-12UR3SXADJ(I) |  | 12000 | 12000 | 23.5 | 15.4 | 9.8 | 1.75 | 58 | 70 | 10277957
AIR-CON | ABZCI4H4S12 | ABZEM4H4S12 |  | 12000 | 12000 | 23.5 | 15.4 | 9.8 | 1.75 | 58 | 70 | 10272501
HISENSE | AS-12UR3SXA00 | AS-12UR3SXA**00 |  | 12000 | 12000 | 23.5 | 15.4 | 9.8 | 1.75 | 58 | 70 | 10102525
DIRECT AIR | DIR-09HP28-TQO | DIR-09HP28-TQI |  | 9000 | 10000 | 27.5 | 15.5 | 10.5 | 2.1 | 60 | 70 | 10306426
MANUFLOW | AS-09UR3SXEDJ(O) | AS-09UR3SXEDJ(I) |  | 9000 | 10000 | 27.5 | 15.5 | 10.5 | 2.1 | 60 | 70 | 10277956
AIR-CON | ABZCI4H4S09 | ABZEM4H4S09 |  | 9000 | 10000 | 27.5 | 15.5 | 10.5 | 2.1 | 60 | 70 | 10272500
HISENSE | AS-09UR3SXE00 | AS-09UR3SXE**00 |  | 9000 | 10000 | 27.5 | 15.5 | 10.5 | 2.1 | 60 | 70 | 10102524
MAESTRO | MA-12CA22EXT | MA-12CA22INT |  | 12000 | 12000 | 21 | 13 | 9.5 | 1.75 | 63 | 70 | 10277944
MANUFLOW | AS-12UR3SXEDJ(O) | AS-12UR3SXEDJ(I) |  | 12000 | 12000 | 21 | 13 | 9.5 | 1.75 | 63 | 70 | 10277943
AIR-CON | ABSCI4H4S12 | ABSEM4H4S12 |  | 12000 | 12000 | 21 | 13 | 9.5 | 1.75 | 63 | 70 | 10272491
SLIMAIR TECHNOLOGIES | SHC12VB-2H | SHM12VB-2DC |  | 12000 | 12000 | 21 | 13 | 9.5 | 1.75 | 63 | 70 | 9060039
CLASSIC | HRHDBC12AS | HWHDBC12S |  | 12000 | 12000 | 21 | 13 | 9.5 | 1.75 | 63 | 70 | 201810392
TGM | HRHDBT12AS | HWHDBT12S |  | 12000 | 12000 | 21 | 13 | 9.5 | 1.75 | 63 | 70 | 201810385
MULTIZONE | MIT12H2G31(O) | MIT12H2G31(I) |  | 12000 | 12000 | 21 | 13 | 9.5 | 1.75 | 63 | 70 | 9850218
HISENSE | AS-12UR3SXE | AS-12UR3SXETG |  | 12000 | 12000 | 21 | 13 | 9.5 | 1.75 | 63 | 70 | 8819819
Bladex | BS25-33HFN1-ODU | BWM-EPB-33HWIU |  | 33000 | 35000 | 19.5 | 12 | 10 | 1.8 | 82 | 99 | 214312555
Bladex | BS25-24HFN1-ODU | BWM-EPB-24HWIU |  | 24000 | 29000 | 21.5 | 13 | 11.4 | 2.21 | 73 | 86 | 214312554
Bladex | BS25-18HFN1-ODU | BWM-EPB-18HWIU |  | 18000 | 18000 | 21.5 | 12.5 | 11.3 | 1.8 | 83 | 100 | 214312553
Bladex | BS25-12HFN1-ODU | BWM-EPB-12HWIU |  | 12000 | 12000 | 25.5 | 14 | 10.4 | 1.8 | 83 | 100 | 214312552
Bladex | BS25-09HFN1-ODU | BWM-EPB-09HWIU |  | 9000 | 12000 | 28.1 | 16.2 | 11.5 | 2 | 79 | 88 | 214312551
Bladex | BS25-06HFN1-ODU | BWM-EPB-06HWIU |  | 6000 | 7000 | 26.5 | 15.8 | 13.6 | 2.1 | 121 | 107 | 214312550
AI AIR CONDITIONING | AFO19-36N1-M1 | AG-36N1-M1 |  | 36000 | 36000 | 19.2 | 9.5 | 10 | 2 | 70 | 63 | 214311543
Coast Air | A-CAD09-0A | B-CAD09-0A* |  | 9000 | 9900 | 25 | 14.5 | 10.8 | 1.96 | 81 | 65 | 214312526
SLIMAIR | SHC09VE2AG | SHO06VE2AG |  | 6500 | 7100 | 22 | 14.5 | 10.8 | 2 | 80 | 113 | 214314792
SLIMAIR | SHC09VE2AG | SHO09VE2AG |  | 9000 | 11000 | 22.5 | 13 | 11.5 | 2.34 | 73 | 70 | 214314793
SLIMAIR | SHC12VE2AG | SHO12VE2AG |  | 12000 | 12500 | 22 | 12.6 | 9.8 | 2.21 | 62 | 62 | 214314794
SLIMAIR | SHC18VE2AG | SHO18VE2AG |  | 18000 | 19000 | 21.8 | 12.5 | 10.7 | 2.3 | 64 | 69 | 214314795
AMERICAN STANDARD | 4TXK2509A10N0** | 4MXW2509A10N0** |  | 9100 | 11000 | 25 | 14.7 | 9.5 | 1.8 | 66 | 82 | 207629144
TRANE | 4TXK2509A10N0** | 4MXW2509A10N0** |  | 9100 | 11000 | 25 | 14.7 | 9.5 | 1.8 | 66 | 82 | 207629143
GREE | GWH09AGC-D3DNA1B/O | GWH09QC-D3DN***/I |  | 9100 | 11000 | 25 | 14.7 | 9.5 | 1.8 | 66 | 82 | 207318103
AMERICAN STANDARD | 4TXK2524A10N0** | 4MXW2524A10N0** |  | 22000 | 24000 | 24 | 13 | 9.5 | 1.8 | 65 | 83 | 207629152
TRANE | 4TXK2524A10N0** | 4MXW2524A10N0** |  | 22000 | 24000 | 24 | 13 | 9.5 | 1.8 | 65 | 83 | 207629151
GREE | GWH24AGE-D3DNA1A/O | GWH24QE-D3DN***/I |  | 22000 | 24000 | 24 | 13 | 9.5 | 1.8 | 65 | 83 | 207169058
GREE | 3VIR09HP230V1AO | 3VIR09HP230V1AH |  | 9100 | 11000 | 25 | 14.7 | 9.5 | 1.8 | 66 | 82 | 206839101
GREE | 3VIR24HP230V1AO | 3VIR24HP230V1AH |  | 22000 | 24000 | 24 | 13 | 9.5 | 1.8 | 65 | 83 | 206839098
GREE | 3VIR09HP230V1BO | 3VIR09HP230V1BH |  | 9100 | 10500 | 25.5 | 14.7 | 10.2 | 1.86 | 67 | 87 | 211755705
GREE | 3VIR09HP115V1BO | 3VIR09HP115V1BH |  | 9100 | 10000 | 27 | 14.55 | 10 | 1.87 | 70 | 99 | 211755703
TOSOT | TW09HXP2A1DO | TW09HXP2A1DI |  | 9100 | 10500 | 25.5 | 14.7 | 10.2 | 1.86 | 67 | 87 | 211177520
TOSOT | TW09HXP2A1AO | TW09HXP2A1AI |  | 9100 | 10000 | 27 | 14.55 | 10 | 1.87 | 70 | 99 | 211177518
TOSOT | TWH09AG25A2DO | TWH09AG25A2DI |  | 9100 | 10500 | 25.5 | 14.7 | 10.2 | 1.86 | 67 | 87 | 210485384
TOSOT | TWH09AG25A2AO | TWH09AG25A2AI |  | 9100 | 10000 | 27 | 14.55 | 10 | 1.87 | 70 | 99 | 210485383
GREE | 3VIR09HP230V1BO | 3VIR09HP230V1AH |  | 9100 | 10500 | 25.5 | 14.7 | 10.2 | 1.86 | 67 | 87 | 210278967
GREE | 3VIR09HP115V1BO | 3VIR09HP115V1AH |  | 9100 | 10000 | 27 | 14.55 | 10 | 1.87 | 70 | 99 | 210278966
KINGHOME | KW09HQ25SAO | KW09HQ25SAI |  | 9100 | 10000 | 27 | 14.55 | 10 | 1.87 | 70 | 99 | 209847250
KINGHOME | KW09HQ25SDO | KW09HQ25SDI |  | 9100 | 10500 | 25.5 | 14.7 | 10.2 | 1.86 | 67 | 87 | 209847249
GREE | GWH09AGCXD-A3DNA1A/O | GWH09QCXD-A3DN***/I |  | 9100 | 10000 | 27 | 14.55 | 10 | 1.87 | 70 | 99 | 209248931
AC PRO.COM | AWH09AGCXD-A3DNA1A/O | AWH09QCXD-A3DNB8A/I |  | 9100 | 10000 | 27 | 14.55 | 10 | 1.87 | 70 | 99 | 210838006
ACD | PUD09KCH25S-O | PUD09KCH25S-I |  | 9100 | 10500 | 25.5 | 14.7 | 10.2 | 1.86 | 67 | 87 | 210534142
GREE | GWH09AGCXD-D3DNA1A/O | GWH09AFCXD-D3DN***/I |  | 9100 | 10500 | 25.5 | 14.7 | 10.2 | 1.86 | 67 | 87 | 209248930
AIR TECH | ATSO09NAMG2 | ATSW09NAMG2 |  | 9100 | 10500 | 25.5 | 14.7 | 10.2 | 1.86 | 67 | 87 | 214010065
AireForce | GXH09(2.6)LSK4DH2 | GHH09(2.6)LUK4DH2 |  | 9100 | 10500 | 25.5 | 14.7 | 10.2 | 1.86 | 67 | 87 | 211635186
AC PRO.COM | AWH09AGCXD-D3DNA1A/O | AWH09QCXD-D3DNB8A/I |  | 9100 | 10500 | 25.5 | 14.7 | 10.2 | 1.86 | 67 | 87 | 210838007
GIBSON | GXH09(2.6)LSK4DH2 | GHH09(2.6)LUK4DH2 |  | 9100 | 10500 | 25.5 | 14.7 | 10.2 | 1.86 | 67 | 87 | 210534170
AIRTEMP | GXH09(2.6)LSK4DH2 | GHH09(2.6)LUK4DH2 |  | 9100 | 10500 | 25.5 | 14.7 | 10.2 | 1.86 | 67 | 87 | 210534161
GREE | GWH09AGCXD-D3DNA1A/O | GWH09QCXD-D3DN***/I |  | 9100 | 10500 | 25.5 | 14.7 | 10.2 | 1.86 | 67 | 87 | 209248929
DIYCOOL | SC-09ZGLD-HP230 | SC-09WGLD-HP230 |  | 9100 | 10500 | 25.5 | 14.7 | 10.2 | 1.86 | 67 | 87 | 208650750
Stealth Comfort | SC-09ZGLD-HP230 | SC-09WGLD-HP230 |  | 9100 | 10500 | 25.5 | 14.7 | 10.2 | 1.86 | 67 | 87 | 208650759
BOREAL | KULA09HPJ1OB | KULA09HPJ1IB |  | 9100 | 10500 | 25.5 | 14.7 | 10.2 | 1.86 | 67 | 87 | 213829842
1HVAC | SC-09ZGLD-HP230 | SC-09WGLD-HP230 |  | 9100 | 10500 | 25.5 | 14.7 | 10.2 | 1.86 | 67 | 87 | 208650732
WABBAN | BB09HXP2A1DO | BB09HXP2A1DI |  | 9100 | 10500 | 25.5 | 14.7 | 10.2 | 1.86 | 67 | 87 | 210627716
ACIQ | SC-09ZGLD-HP230 | SC-09WGLD-HP230 |  | 9100 | 10500 | 25.5 | 14.7 | 10.2 | 1.86 | 67 | 87 | 208650741
GREE | GWH09AGCXD-D3DNA1A/O | GWH09AGCXD-D3DN***/I |  | 9100 | 10500 | 25.5 | 14.7 | 10.2 | 1.86 | 67 | 87 | 207708810
GREE | GWH09AGCXD-A3DNA1A/O | GWH09AGCXD-A3DN***/I |  | 9100 | 10000 | 27 | 14.55 | 10 | 1.87 | 70 | 99 | 207708809
BOREAL | KULA09HPL1OB | KULA09HPL1IB |  | 9100 | 10000 | 27 | 14.55 | 10 | 1.87 | 70 | 99 | 213829841
Impecca | ISAS-0921 | ISAS-IW90 |  | 9100 | 10000 | 26.5 | 14 | 10 | 1.88 | 70 | 90 | 207615701
GREE | GWH09AGC-A3DNA1A/O | GWH09AFC-A3DN**A/I |  | 9100 | 10000 | 26.5 | 14 | 10 | 1.88 | 70 | 90 | 207318105
GREE | GWH18YE-D3DNA1A/O | GWH18AFE-D3DN***/I |  | 18000 | 18000 | 22 | 13.5 | 10 | 1.8 | 79 | 111 | 207096511
GREE | GWH24YE-D3DNA1A/O | GWH24AFE-D3DN***/I |  | 22000 | 24000 | 21.5 | 13 | 9.5 | 1.9 | 65 | 100 | 207094533
Impecca | ISAS-2421 | ISAS-IW244 |  | 22000 | 24000 | 21.5 | 13 | 9.5 | 1.9 | 65 | 100 | 207615702
GREE | 3VIR09HP115V1AO | 3VIR09HP115V1AH |  | 9100 | 10000 | 26.5 | 14 | 10 | 1.88 | 70 | 90 | 206839102
GREE | GWH09AGC-A3DNA1A/O | GWH09QC-A3DN***/I |  | 9100 | 10000 | 26.5 | 14 | 10 | 1.88 | 70 | 90 | 206724946
LBG Products | LBH09AWO | LBH09AWI |  | 9100 | 10000 | 26.5 | 14 | 10 | 1.88 | 70 | 90 | 206726728
GREE | GWH09AGC-A3DNA1A/O | GWH09AGC-A3DN***/I |  | 9100 | 10000 | 26.5 | 14 | 10 | 1.88 | 70 | 90 | 206717629
ForestAir | FGH-09ES/E25-O | FGH-09ES/E25-I |  | 9100 | 11000 | 25 | 14.7 | 9.5 | 1.8 | 66 | 82 | 211624983
GREE | GWH09AGC-D3DNA1B/O | GWH09AGC-D3DN***/I |  | 9100 | 11000 | 25 | 14.7 | 9.5 | 1.8 | 66 | 82 | 206395963
ForestAir | FGH-24ES/E25-O | FGH-24ES/E25-I |  | 22000 | 24000 | 24 | 13 | 9.5 | 1.8 | 65 | 83 | 211624984
GREE | GWH24AGE-D3DNA1A/O | GWH24AGE-D3DN***/I |  | 22000 | 24000 | 24 | 13 | 9.5 | 1.8 | 65 | 83 | 206335352
KINGHOME | KW24HQ3D6DO | KW24HQ3D6DI |  | 22000 | 24000 | 21.5 | 13 | 9.5 | 1.9 | 65 | 100 | 203498481
KINGHOME | KW18HQ3D6DO | KW18HQ3D6DI |  | 18000 | 18000 | 22 | 13.5 | 10 | 1.8 | 79 | 111 | 203493071
LENNOX | LI018HO-380P432 | LI018HI-380P432 |  | 18000 | 18000 | 22 | 13.5 | 10 | 1.8 | 79 | 111 | 208917517
Stealth Comfort | SC-18ZPL-HP230 | SC-18WPL-HP230 |  | 18000 | 18000 | 22 | 13.5 | 10 | 1.8 | 79 | 111 | 208650755
DIYCOOL | SC-18ZPL-HP230 | SC-18WPL-HP230 |  | 18000 | 18000 | 22 | 13.5 | 10 | 1.8 | 79 | 111 | 208650746
ACIQ | SC-18ZPL-HP230 | SC-18WPL-HP230 |  | 18000 | 18000 | 22 | 13.5 | 10 | 1.8 | 79 | 111 | 208650737
1HVAC | SC-18ZPL-HP230 | SC-18WPL-HP230 |  | 18000 | 18000 | 22 | 13.5 | 10 | 1.8 | 79 | 111 | 208650728
GREE | GWH18YE-D3DNA1A/O | GWH18ACE-D3DN***/I |  | 18000 | 18000 | 22 | 13.5 | 10 | 1.8 | 79 | 111 | 10318079
LENNOX | LI024HO-380P432 | LI024HI-380P432 |  | 22000 | 24000 | 21.5 | 13 | 9.5 | 1.9 | 65 | 100 | 208917519
Stealth Comfort | SC-24ZPL-HP230 | SC-24WPL-HP230 |  | 22000 | 24000 | 21.5 | 13 | 9.5 | 1.9 | 65 | 100 | 208650756
DIYCOOL | SC-24ZPL-HP230 | SC-24WPL-HP230 |  | 22000 | 24000 | 21.5 | 13 | 9.5 | 1.9 | 65 | 100 | 208650747
ACIQ | SC-24ZPL-HP230 | SC-24WPL-HP230 |  | 22000 | 24000 | 21.5 | 13 | 9.5 | 1.9 | 65 | 100 | 208650738
1HVAC | SC-24ZPL-HP230 | SC-24WPL-HP230 |  | 22000 | 24000 | 21.5 | 13 | 9.5 | 1.9 | 65 | 100 | 208650729
GREE | GWH24YE-D3DNA1A/O | GWH24ACE-D3DN***/I |  | 22000 | 24000 | 21.5 | 13 | 9.5 | 1.9 | 65 | 100 | 10203163
GREE | SAP24HP230V1AO | SAP24HP230V1AH |  | 22000 | 24000 | 21.5 | 13 | 9.5 | 1.9 | 65 | 100 | 10157571
GREE | SAP18HP230V1AO | SAP18HP230V1AH |  | 18000 | 18000 | 22 | 13.5 | 10 | 1.8 | 79 | 111 | 10157570
TOSOT | TW24HQ3D6DO | TW24HQ3D6DI |  | 22000 | 24000 | 21.5 | 13 | 9.5 | 1.9 | 65 | 100 | 10062021
TOSOT | TW18HQ3D6DO | TW18HQ3D6DI |  | 18000 | 18000 | 22 | 13.5 | 10 | 1.8 | 79 | 111 | 10062020
INNOVAIR | EIN24H2V32(O) | EIN24H2V32(I) |  | 22000 | 24000 | 21.5 | 13 | 9.5 | 1.9 | 65 | 100 | 206330210
BLUERIDGE | BMKH2422/O | BMKH2422/I |  | 22000 | 24000 | 21.5 | 13 | 9.5 | 1.9 | 65 | 100 | 205968031
GREE | GWH24YE-D3DNA1A/O | GWH24AAE-D3DN***/I |  | 22000 | 24000 | 21.5 | 13 | 9.5 | 1.9 | 65 | 100 | 9123256
FOREST AIR | FGH-18ES/E-38-O | FGH-18ES/E-38-I |  | 18000 | 18000 | 22 | 13.5 | 10 | 1.8 | 79 | 111 | 206720377
INNOVAIR | EIN18H2V32(O) | EIN18H2V32(I) |  | 18000 | 18000 | 22 | 13.5 | 10 | 1.8 | 79 | 111 | 206330209
BLUERIDGE | BMKH1824/O | BMKH1824/I |  | 18000 | 18000 | 22 | 13.5 | 10 | 1.8 | 79 | 111 | 205968029
GREE | GWH18YE-D3DNA1A/O | GWH18AAE-D3DN***/I |  | 18000 | 18000 | 22 | 13.5 | 10 | 1.8 | 79 | 111 | 9114294
ACD | UHD24KCH22S-O | UHD24KCH22SB-I |  | 22000 | 24000 | 21.5 | 13 | 9.5 | 1.9 | 65 | 100 | 211749868
ACD | UHD24KCH22S-O | UHD24KCH22S-I |  | 22000 | 24000 | 21.5 | 13 | 9.5 | 1.9 | 65 | 100 | 202132789
WABBAN | BB24HQ3D6DO | BB24HQ3D6DI |  | 22000 | 24000 | 21.5 | 13 | 9.5 | 1.9 | 65 | 100 | 201903175
AC PRO.COM | AWH24YE-D3DNA1A/O | AWH24QE-D3DN***/I |  | 22000 | 24000 | 21.5 | 13 | 9.5 | 1.9 | 65 | 100 | 10569076
GREE | GWH24YE-D3DNA1A/O | GWH24QE-D3DN***/I |  | 22000 | 24000 | 21.5 | 13 | 9.5 | 1.9 | 65 | 100 | 9102794
AMERICAN STANDARD | 4TXK3824A10NU** | 4MXW3824A10NU** |  | 22000 | 24000 | 21.5 | 13 | 9.5 | 1.9 | 65 | 100 | 9150128
TRANE | 4TXK3824A10NU** | 4MXW3824A10NU** |  | 22000 | 24000 | 21.5 | 13 | 9.5 | 1.9 | 65 | 100 | 9150127
GREE | GWH24YE-D3DNA1A/O | GWH24YE-D3DN***/I |  | 22000 | 24000 | 21.5 | 13 | 9.5 | 1.9 | 65 | 100 | 9102793
ACD | UHD18KCH25S-O | UHD18KCH25SB-I |  | 18000 | 18000 | 22 | 13.5 | 10 | 1.8 | 79 | 111 | 211749867
MAX-R | MAX-R 18K35 GR38 (OUT) | MAX-R 18K35 GR38 (INT) |  | 18000 | 18000 | 22 | 13.5 | 10 | 1.8 | 79 | 111 | 205982980
ACD | UHD18KCH25S-O | UHD18KCH25S-I |  | 18000 | 18000 | 22 | 13.5 | 10 | 1.8 | 79 | 111 | 202110485
WABBAN | BB18HQ3D6DO | BB18HQ3D6DI |  | 18000 | 18000 | 22 | 13.5 | 10 | 1.8 | 79 | 111 | 201903174
AC PRO.COM | AWH18YE-D3DNA1A/O | AWH18QE-D3DN***/I |  | 18000 | 18000 | 22 | 13.5 | 10 | 1.8 | 79 | 111 | 10569075
GREE | GWH18YE-D3DNA1A/O | GWH18QE-D3DN***/I |  | 18000 | 18000 | 22 | 13.5 | 10 | 1.8 | 79 | 111 | 9102074
GREE | GWH18YE-D3DNA1A/O | GWH18YE-D3DN***/I |  | 18000 | 18000 | 22 | 13.5 | 10 | 1.8 | 79 | 111 | 9102073
TRANE | 4TXK3818A10NU** | 4MXW3818A10NU** |  | 18000 | 18000 | 22 | 13.5 | 10 | 1.8 | 79 | 111 | 9150125
AMERICAN STANDARD | 4TXK3818A10NU** | 4MXW3818A10NU** |  | 18000 | 18000 | 22 | 13.5 | 10 | 1.8 | 79 | 111 | 9150126
NG Trade | OMEGA121E | IMEGA121E |  | 12000 | 12000 | 23.1 | 13 | 10.5 | 1.88 | 86 | 92 | 214377799
NG Trade | OMEGA091E | IMEGA091E |  | 9000 | 12000 | 26.4 | 15.8 | 11.6 | 1.85 | 78 | 92 | 214377798
NG Trade | OMEGA120E | IMEGA120E |  | 12000 | 12000 | 22.7 | 12.5 | 10.4 | 2.06 | 74 | 56 | 214377797
Kepler | ODUMOX430-17HFN1MT0W | IDUCCA3U-18HRFN1-M(C) |  | 16000 | 17000 | 20 | 12.5 | 9.5 | 1.75 | 92 | 94 | 214377773
Kepler | ODUMOX330-12HFN1MW5W | IDUMFA2U-12HRFN1-MW5W |  | 12000 | 12000 | 24.2 | 13.3 | 10.7 | 1.99 | 85 | 99 | 214377775
Kepler | ODUMOX330-12HFN1MW5W | IDUCCA3U-12HRFN1-M(C) |  | 12000 | 12000 | 22.3 | 12.7 | 10.2 | 1.89 | 83 | 94 | 214377772
Kepler | ODUMOX330-09HFN1MY5W | IDUCCA3U-09HRFN1-M(C) |  | 9000 | 9800 | 20.5 | 13 | 10.3 | 1.8 | 92 | 102 | 214377771
COMFORT-AIRE | A-VMH33SV-1 | B-VMH33SV-1 |  | 33000 | 35000 | 19.5 | 12 | 10 | 1.8 | 82 | 99 | 214377755
GREE | GWH09ACD-D3DNA1A/O | GWH09AFD-D3DN***/I |  | 9000 | 9000 | 27 | 16.6 | 11 | 1.91 | 89 | 144 | 206839104
INNOVAIR | EIN10H2V32(O) | EIN10H2V32(I) |  | 9000 | 9000 | 27 | 16.6 | 11 | 1.91 | 89 | 144 | 206330207
GREE | GWH09ACD-D3DNA1A/O | GWH09AAD-D3DN***/I |  | 9000 | 9000 | 27 | 16.6 | 11 | 1.91 | 89 | 144 | 204325176
BLUERIDGE | BMKH0938/O | BMKH0938/I |  | 9000 | 9000 | 27 | 16.6 | 11 | 1.91 | 89 | 144 | 205968027
KINGHOME | KW09HQ3D6DO | KW09HQ3D6DI |  | 9000 | 9000 | 27 | 16.6 | 11 | 1.91 | 89 | 144 | 203493069
AMERICAN STANDARD | 4TXK3809B10NU** | 4MXW3809B10NU** |  | 9000 | 9000 | 27 | 16.6 | 11 | 1.91 | 89 | 144 | 204340355
TRANE | 4TXK3809B10NU** | 4MXW3809B10NU** |  | 9000 | 9000 | 27 | 16.6 | 11 | 1.91 | 89 | 144 | 204340354
GREE | GWH09ACD-D3DNA1A/O | GWH09YD-D3DN***/I |  | 9000 | 9000 | 27 | 16.6 | 11 | 1.91 | 89 | 144 | 202373830
ACD | UHD09KCH38SB-O | UHD09KCH38SC-I |  | 9000 | 9000 | 27 | 16.6 | 11 | 1.91 | 89 | 144 | 211749865
AC PRO.COM | AWH09ACD-D3DNA1A/O | AWH09QD-D3DND6B/I |  | 9000 | 9000 | 27 | 16.6 | 11 | 1.91 | 89 | 144 | 202409833
ACD | UHD09KCH38SB-O | UHD09KCH38SB-I |  | 9000 | 9000 | 27 | 16.6 | 11 | 1.91 | 89 | 144 | 202409832
WABBAN | BB09HQ4D6DO | BB09HQ4D6DI |  | 9000 | 9000 | 27 | 16.6 | 11 | 1.91 | 89 | 144 | 202409831
GREE | GWH09ACD-D3DNA1A/O | GWH09QD-D3DN***/I |  | 9000 | 9000 | 27 | 16.6 | 11 | 1.91 | 89 | 144 | 202360989
LENNOX | LI009HO-380P432 | LI009HI-380P432 |  | 9000 | 9000 | 27 | 16.6 | 11 | 1.91 | 89 | 144 | 208917513
Stealth Comfort | SC-09ZPL-HP230 | SC-09WPL-HP230 |  | 9000 | 9000 | 27 | 16.6 | 11 | 1.91 | 89 | 144 | 208650753
DIYCOOL | SC-09ZPL-HP230 | SC-09WPL-HP230 |  | 9000 | 9000 | 27 | 16.6 | 11 | 1.91 | 89 | 144 | 208650744
ACIQ | SC-09ZPL-HP230 | SC-09WPL-HP230 |  | 9000 | 9000 | 27 | 16.6 | 11 | 1.91 | 89 | 144 | 208650735
1HVAC | SC-09ZPL-HP230 | SC-09WPL-HP230 |  | 9000 | 9000 | 27 | 16.6 | 11 | 1.91 | 89 | 144 | 208650726
GREE | GWH09ACD-D3DNA1A/O | GWH09ACD-D3DN***/I |  | 9000 | 9000 | 27 | 16.6 | 11 | 1.91 | 89 | 144 | 10318077
GREE | SAP09HP230V1AO | SAP09HP230V1AH |  | 9000 | 9000 | 27 | 16.6 | 11 | 1.91 | 89 | 144 | 10149900
TOSOT | TW09HQ3D6DO | TW09HQ3D6DI |  | 9000 | 9000 | 27 | 16.6 | 11 | 1.91 | 89 | 144 | 10062018
GREE | 3VIR24HP230V1BO | 3VIR24HP230V1BH |  | 22000 | 24000 | 24.5 | 13.1 | 9.5 | 1.8 | 63 | 83 | 211755708
TOSOT | TW24HXP2A1DO | TW24HXP2A1DI |  | 22000 | 24000 | 24.5 | 13.1 | 9.5 | 1.75 | 63 | 67 | 211177523
TOSOT | TWH24AG25A2DO | TWH24AG25A2DI |  | 22000 | 24000 | 24.5 | 13.1 | 9.5 | 1.75 | 63 | 67 | 210485387
GREE | 3VIR24HP230V1BO | 3VIR24HP230V1AH |  | 22000 | 24000 | 24.5 | 13.1 | 9.5 | 1.75 | 63 | 67 | 210278968
AireForce | GXH24(7.0)LSK4DH2 | GHH24(7.0)LUK4DH2 |  | 22000 | 24000 | 24.5 | 13.1 | 9.5 | 1.75 | 63 | 67 | 211635189
AC PRO.COM | AWH24AGEXH-D3DNA1A/O | AWH24QEXH-D3DNB8A/I |  | 22000 | 24000 | 24.5 | 13.1 | 9.5 | 1.75 | 63 | 67 | 210838010
KINGHOME | KW24HQ25SDO | KW24HQ25SDI |  | 22000 | 24000 | 24.5 | 13.1 | 9.5 | 1.75 | 63 | 67 | 209847251
BOREAL | KULA24HPJ1OB | KULA24HPJ1IB |  | 22000 | 24000 | 24.5 | 13.1 | 9.5 | 1.75 | 63 | 67 | 213829840
GIBSON | GXH24(7.0)LSK4DH2 | GHH24(7.0)LUK4DH2 |  | 22000 | 24000 | 24.5 | 13.1 | 9.5 | 1.75 | 63 | 67 | 210534172
AIRTEMP | GXH24(7.0)LSK4DH2 | GHH24(7.0)LUK4DH2 |  | 22000 | 24000 | 24.5 | 13.1 | 9.5 | 1.75 | 63 | 67 | 210534163
ACIQ | SC-24ZGLD-HP230 | SC-24WGLD-HP230 |  | 22000 | 24000 | 24.5 | 13.1 | 9.5 | 1.75 | 63 | 67 | 208650740
LENNOX | LI024HO-250P432 | LI024HI-250P432 |  | 22000 | 24000 | 24.5 | 13.1 | 9.5 | 1.75 | 63 | 67 | 209399480
1HVAC | SC-24ZGLD-HP230 | SC-24WGLD-HP230 |  | 22000 | 24000 | 24.5 | 13.1 | 9.5 | 1.75 | 63 | 67 | 208650731
GREE | GWH24AGEXH-D3DNA1A/O | GWH24QEXH-D3DN***/I |  | 22000 | 24000 | 24.5 | 13.1 | 9.5 | 1.75 | 63 | 67 | 209397902
WABBAN | BB24HXP2A1DO | BB24HXP2A1DI |  | 22000 | 24000 | 24.5 | 13.1 | 9.5 | 1.75 | 63 | 67 | 210627718
DIYCOOL | SC-24ZGLD-HP230 | SC-24WGLD-HP230 |  | 22000 | 24000 | 24.5 | 13.1 | 9.5 | 1.75 | 63 | 67 | 208650749
Stealth Comfort | SC-24ZGLD-HP230 | SC-24WGLD-HP230 |  | 22000 | 24000 | 24.5 | 13.1 | 9.5 | 1.75 | 63 | 67 | 208650758
ACD | PUD24KCH24S-O | PUD24KCH24S-I |  | 22000 | 24000 | 24.5 | 13.1 | 9.5 | 1.75 | 63 | 67 | 210534144
GREE | GWH24AGEXH-D3DNA1A/O | GWH24*****-D3DN***/I |  | 22000 | 24000 | 24.5 | 13.1 | 9.5 | 1.75 | 63 | 67 | 207690460
FRANKLIN | MSH093F25MCAA | MSH093F25AXAA |  | 9000 | 12000 | 28.1 | 16.2 | 11.5 | 2 | 79 | 88 | 214383433
FRANKLIN | MSH123F25MCAA | MSH123F25AXAA |  | 12000 | 12000 | 25.5 | 14 | 10.4 | 1.8 | 83 | 100 | 214383434
FRANKLIN | MSH183F25MCAA | MSH183F25AXAA |  | 18000 | 18000 | 21.5 | 12.5 | 11.3 | 1.8 | 83 | 100 | 214383435
FRANKLIN | MSH243F25MCAA | MSH243F25AXAA |  | 24000 | 29000 | 21.5 | 13 | 11.4 | 2.21 | 73 | 86 | 214383436
FRIEDRICH | FPHFR18A3A | FPHFC18A3B |  | 18000 | 18800 | 20.5 | 12.5 | 10 | 2.36 | 64 | 70 | 205104719
FRIEDRICH | FPHFR12A3A | FPHFC12A3B |  | 12000 | 12000 | 20.5 | 12.5 | 9.5 | 2.3 | 63 | 71 | 205104716
HISENSE | AUW-09U3SS | ACT-09UR3SCA |  | 9000 | 10000 | 20.5 | 12.85 | 10 | 2.26 | 72 | 83 | 204835478
HISENSE | AUW-12U3SS | ACT-12UR3SCA |  | 12000 | 12000 | 20.5 | 12.5 | 9.5 | 2.3 | 63 | 71 | 204976793
HISENSE | AUW-18U3SF | ACT-18UR3SGB |  | 18000 | 18800 | 20.5 | 12.5 | 10 | 2.36 | 64 | 70 | 205013613
FRIEDRICH | FPHFR09A3A | FPHFC09A3B |  | 9000 | 10000 | 20.5 | 12.85 | 10 | 2.26 | 72 | 83 | 205048197
HAXXAIR | HVHSC-12T2D | HAHC-12T2D |  | 12000 | 12000 | 20.5 | 12.5 | 9.5 | 2.3 | 63 | 71 | 205921365
HAXXAIR | HVHSC-18T2D | HAHC-18T2D |  | 18000 | 18800 | 20.5 | 12.5 | 10 | 2.36 | 64 | 70 | 205921367
HISENSE | AUW-24U3SA | ACT-24UR3SGB |  | 24000 | 26000 | 18.5 | 12.5 | 10 | 2.2 | 73 | 73 | 203167189
FRIEDRICH | FPHFR24A3A | FPHFC24A3B |  | 24000 | 26000 | 18.5 | 12.5 | 10 | 2.2 | 73 | 73 | 205123805
AIR-CON | ASLCI4H4S09 | ASLEC4H4S09 |  | 9000 | 10000 | 20.5 | 12.85 | 10 | 2.26 | 72 | 83 | 205129515
AIR-CON | ASLCI4H4S24 | ASLEC4H4S24 |  | 24000 | 26000 | 18.5 | 12.5 | 10 | 2.2 | 73 | 73 | 205129521
AIR-CON | ASLCI4H4S12 | ASLEC4H4S12 |  | 12000 | 12000 | 20.5 | 12.5 | 9.5 | 2.3 | 63 | 71 | 205129518
AIR-CON | ASLCI4H4S18 | ASLEC4H4S18 |  | 18000 | 18800 | 20.5 | 12.5 | 10 | 2.36 | 64 | 70 | 205129519
HISENSE | AUW-18U3SF | AST-18UW3SBBTV00 |  | 18000 | 19000 | 22 | 13.1 | 9.6 | 2.3 | 63 | 70 | 207641266
HITACHI | RAS-2.0PNNBDH1 | RPK-2.0PNN1DH |  | 18000 | 19000 | 22 | 13.1 | 9.6 | 2.3 | 63 | 70 | 207656962
HITACHI | RAS-3.0PNNBDH1 | RCI-3.0PNN1DH |  | 24000 | 26000 | 18.5 | 12.5 | 10 | 2.2 | 73 | 73 | 206750857
HITACHI | RAS-2.0PNNBDH1 | RCI-2.0PNN1DH |  | 18000 | 18800 | 20.5 | 12.5 | 10 | 2.36 | 64 | 70 | 206750855
HITACHI | RAS-1.0PNNBDH1 | RCIM-1.0PNN1DH |  | 9000 | 10000 | 20.5 | 12.85 | 10 | 2.26 | 72 | 83 | 206750851
HITACHI | RAS-1.5PNNBDH1 | RCIM-1.5PNN1DH |  | 12000 | 12000 | 20.5 | 12.5 | 9.5 | 2.3 | 63 | 71 | 206750853
DIAL | 18000-UNI-O | 18000Z-CAS-I |  | 18000 | 18800 | 20.5 | 12.5 | 10 | 2.36 | 64 | 70 | 206838616
DIAL | 9000-UNI-O | 9000Z-CAS-I |  | 9000 | 10000 | 20.5 | 12.85 | 10 | 2.26 | 72 | 83 | 206838614
DIAL | 24000-UNI-O | 24000Z-CAS-I |  | 24000 | 26000 | 18.5 | 12.5 | 10 | 2.2 | 73 | 73 | 206838617
DIAL | 12000-UNI-O | 12000Z-CAS-I |  | 12000 | 12000 | 20.5 | 12.5 | 9.5 | 2.3 | 63 | 71 | 206838615
WESTINGHOUSE | WHU09SZA21S | WHU09CTA21S |  | 9000 | 10000 | 20.5 | 12.85 | 10 | 2.26 | 72 | 83 | 207237535
WESTINGHOUSE | WHU12SZA21S | WHU12CTA21S |  | 12000 | 12000 | 20.5 | 12.5 | 9.5 | 2.3 | 63 | 71 | 207237536
WESTINGHOUSE | WHU18SZA21S | WHU18CTA21S |  | 18000 | 18800 | 20.5 | 12.5 | 10 | 2.36 | 64 | 70 | 207237537
WESTINGHOUSE | WHU24SZA21S | WHU24CTA21S |  | 24000 | 26000 | 18.5 | 12.5 | 10 | 2.2 | 73 | 73 | 207237538
HISENSE | AUW-18U3SF | AST-18UW3SBBDL00 |  | 18000 | 19000 | 22 | 13.1 | 9.6 | 2.3 | 63 | 70 | 211302340
HISENSE | AUW-18U3SF | AST-18UW3SBB**00 |  | 18000 | 19000 | 22 | 13.1 | 9.6 | 2.3 | 63 | 70 | 212621377
DIAL | SZUN24WW230 | EMCA24CRE230 |  | 24000 | 26000 | 18.5 | 12.5 | 10 | 2.2 | 73 | 73 | 213350259
DIAL | SZUN12WW230 | EMCA12CRE230 |  | 12000 | 12000 | 20.5 | 12.5 | 9.5 | 2.3 | 63 | 71 | 213350260
DIAL | SZUN18WW230 | EMCA18CRE230 |  | 18000 | 18800 | 20.5 | 12.5 | 10 | 2.36 | 64 | 70 | 213350261
AIRQUEST | DLCPRAH18AAK | DHMPHAQ18XA3 |  | 18000 | 18000 | 26.2 | 14.5 | 12 | 1.95 | 68 | 91 | 214389460
AIRQUEST | DLCPRAH12AAK | DHMPHAQ12XA3 |  | 12000 | 12000 | 24 | 13.5 | 9.5 | 1.75 | 57 | 100 | 214389459
TEMPSTAR | DLCPRAH18AAK | DHMPHAQ18XA3 |  | 18000 | 18000 | 26.2 | 14.5 | 12 | 1.95 | 68 | 91 | 214389458
TEMPSTAR | DLCPRAH12AAK | DHMPHAQ12XA3 |  | 12000 | 12000 | 24 | 13.5 | 9.5 | 1.75 | 57 | 100 | 214389457
KEEPRITE | DLCPRAH18AAK | DHMPHAQ18XA3 |  | 18000 | 18000 | 26.2 | 14.5 | 12 | 1.95 | 68 | 91 | 214389456
KEEPRITE | DLCPRAH12AAK | DHMPHAQ12XA3 |  | 12000 | 12000 | 24 | 13.5 | 9.5 | 1.75 | 57 | 100 | 214389455
HEIL | DLCPRAH18AAK | DHMPHAQ18XA3 |  | 18000 | 18000 | 26.2 | 14.5 | 12 | 1.95 | 68 | 91 | 214389454
HEIL | DLCPRAH12AAK | DHMPHAQ12XA3 |  | 12000 | 12000 | 24 | 13.5 | 9.5 | 1.75 | 57 | 100 | 214389453
DAY & NIGHT | DLCPRAH18AAK | DHMPHAQ18XA3 |  | 18000 | 18000 | 26.2 | 14.5 | 12 | 1.95 | 68 | 91 | 214389452
DAY & NIGHT | DLCPRAH12AAK | DHMPHAQ12XA3 |  | 12000 | 12000 | 24 | 13.5 | 9.5 | 1.75 | 57 | 100 | 214389451
COMFORTMAKER | DLCPRAH18AAK | DHMPHAQ18XA3 |  | 18000 | 18000 | 26.2 | 14.5 | 12 | 1.95 | 68 | 91 | 214389450
COMFORTMAKER | DLCPRAH12AAK | DHMPHAQ12XA3 |  | 12000 | 12000 | 24 | 13.5 | 9.5 | 1.75 | 57 | 100 | 214389449
ARCOAIRE | DLCPRAH18AAK | DHMPHAQ18XA3 |  | 18000 | 18000 | 26.2 | 14.5 | 12 | 1.95 | 68 | 91 | 214389448
ARCOAIRE | DLCPRAH12AAK | DHMPHAQ12XA3 |  | 12000 | 12000 | 24 | 13.5 | 9.5 | 1.75 | 57 | 100 | 214389447
HISENSE | AST-2424TUO | AST-2424DLSI |  | 24000 | 24000 | 22.5 | 12.25 | 9.5 | 1.8 | 63 | 77 | 214091821
FRIEDRICH | FPHSR24A3B | FAHFW24A3A |  | 24000 | 24000 | 22.5 | 12.25 | 9.5 | 1.8 | 63 | 77 | 214091820
HISENSE | AST-24UW3TKN00 | AST-24UW3TKN**00 |  | 24000 | 24000 | 22.5 | 12.25 | 9.5 | 1.8 | 63 | 77 | 214081399
HISENSE | AST-24UW3TKB00 | AST-24UW3TKB**00 |  | 24000 | 24000 | 22.5 | 12.25 | 9.5 | 1.8 | 63 | 77 | 214081398
HISENSE | AS-24UW3SKKVT00 | AS-24UW3SKKVT00 |  | 24000 | 26000 | 21 | 12.5 | 10 | 1.75 | 60 | 70 | 213803155
HISENSE | AST-18UW3SBBDH01 | AST-18UW3SBBDH01 |  | 18000 | 19000 | 20.5 | 13.2 | 9.5 | 1.8 | 55 | 70 | 213803154
HISENSE | AST-12UW3SXEDH02 | AST-12UW3SXEDH02 |  | 12000 | 12000 | 23.5 | 12.7 | 9.5 | 2.05 | 57 | 70 | 213803153
HISENSE | AST-09UW3SXEDH01 | AST-09UW3SXEDH01 |  | 9000 | 10000 | 25.5 | 14.5 | 10.5 | 2.05 | 55 | 70 | 213803152
PERFECTAIRE | 3PAMSHH24-SZO-21 | 3PAMSHH24-UVW |  | 23000 | 26000 | 22.3 | 12.5 | 10.3 | 1.8 | 73 | 88 | 214389986
PERFECTAIRE | 3PAMSHH18-SZO-20.5 | 3PAMSHH18-UVW |  | 18000 | 18000 | 22 | 13 | 10.6 | 1.89 | 62 | 96 | 214389985
ICONIC AIR SOLUTION | ICOO24AK | IFOC24IK |  | 24000 | 25000 | 21.5 | 12.5 | 9.7 | 2.2 | 76 | 74 | 214389547
ICONIC AIR SOLUTION | ICOO18AK | IFOC18IK |  | 16000 | 19000 | 20.5 | 12.5 | 10.5 | 2.16 | 63 | 67 | 214389546
ICONIC AIR SOLUTION | ICOO12AK | IFOC12IK |  | 12000 | 12000 | 22.7 | 14 | 10 | 2.27 | 74 | 67 | 214389545
ICONIC AIR SOLUTION | ICOO09AK | IFOC09IK |  | 9000 | 10000 | 20 | 13 | 10 | 1.9 | 75 | 74 | 214389544
ICONIC AIR SOLUTION | ICOO09AJ | IFOH09IJ |  | 9000 | 10000 | 23 | 13.8 | 9.8 | 2.06 | 59 | 67 | 214389494
ICONIC AIR SOLUTION | ICOO09AK | IFOH06IK |  | 6000 | 7000 | 23.5 | 15 | 12 | 1.84 | 107 | 101 | 214389493
ICONIC AIR SOLUTION | ICOO18AK | IFOH18IK |  | 18000 | 18000 | 24 | 13.5 | 10.5 | 2.44 | 78 | 71 | 214389498
ICONIC AIR SOLUTION | ICOO12AK | IFOH12IK |  | 12000 | 12000 | 23.1 | 13 | 10.8 | 2.41 | 83 | 70 | 214389497
ICONIC AIR SOLUTION | ICOO09AK | IFOH09IK |  | 9000 | 10000 | 24 | 14.7 | 11.6 | 2.25 | 81 | 75 | 214389496
ICONIC AIR SOLUTION | ICOO12AJ | IFOH12IJ |  | 12000 | 12000 | 22.7 | 12.5 | 10.4 | 2.06 | 74 | 56 | 214389495
AIRQUEST | DLCPRBH18AAK | DHMPHAQ18XA3 |  | 18000 | 20000 | 23.5 | 13.5 | 13.5 | 1.8 | 101 | 105 | 214389478
TEMPSTAR | DLCPRBH18AAK | DHMPHAQ18XA3 |  | 18000 | 20000 | 23.5 | 13.5 | 13.5 | 1.8 | 101 | 105 | 214389477
KEEPRITE | DLCPRBH18AAK | DHMPHAQ18XA3 |  | 18000 | 20000 | 23.5 | 13.5 | 13.5 | 1.8 | 101 | 105 | 214389476
HEIL | DLCPRBH18AAK | DHMPHAQ18XA3 |  | 18000 | 20000 | 23.5 | 13.5 | 13.5 | 1.8 | 101 | 105 | 214389475
DAY & NIGHT | DLCPRBH18AAK | DHMPHAQ18XA3 |  | 18000 | 20000 | 23.5 | 13.5 | 13.5 | 1.8 | 101 | 105 | 214389474
COMFORTMAKER | DLCPRBH18AAK | DHMPHAQ18XA3 |  | 18000 | 20000 | 23.5 | 13.5 | 13.5 | 1.8 | 101 | 105 | 214389473
ARCOAIRE | DLCPRBH18AAK | DHMPHAQ18XA3 |  | 18000 | 20000 | 23.5 | 13.5 | 13.5 | 1.8 | 101 | 105 | 214389472
MDV | MOE30U-48HFN1-MP0(GA) | MUE-48HRFN1-M(C) |  | 48000 | 50000 | 18.9 | 9.3 | 10 | 1.85 | 58 | 70 | 207338209
MIDEA | DLCLRCH48AAK | DLFLFAH48XAK |  | 48000 | 50000 | 18.9 | 9.3 | 10 | 1.85 | 58 | 70 | 207683368
MIDEA | 38MBRCQ48AA3 | 40MBFQ48---3 |  | 48000 | 50000 | 18.9 | 9.3 | 10 | 1.85 | 58 | 70 | 207683319
PIONEER | YN048GMFI18RUE | UB048GMFILCFHD |  | 48000 | 50000 | 18.9 | 9.3 | 10 | 1.85 | 58 | 70 | 208121960
Star Air Kontrol | SAK-48CONS/220V | SAK-48CONS/220V |  | 48000 | 50000 | 18.9 | 9.3 | 10 | 1.85 | 58 | 70 | 213279889
THERMOCORE SYSTEMS | T4C18S-H248-C | T3C18S-H248-ED |  | 48000 | 50000 | 18.9 | 9.3 | 10 | 1.85 | 58 | 70 | 209549023
AC PRO.COM | AOE30U-48HFN1-MP0(GA) | AUE-48HRFN1-M(C) |  | 48000 | 50000 | 18.9 | 9.3 | 10 | 1.85 | 58 | 70 | 213867387
DIRECT AIR | DIRM-48LCDA25-1Z | DIRM-48HP-CF |  | 48000 | 50000 | 18.9 | 9.3 | 10 | 1.85 | 58 | 70 | 207743735
ZERO | ZSOV-48HDM-US | ZEV-48HDM-US |  | 48000 | 50000 | 18.9 | 9.3 | 10 | 1.85 | 58 | 70 | 212928566
BLUERIDGE | BMY48UC | BM48MFCC |  | 48000 | 50000 | 18.9 | 9.3 | 10 | 1.85 | 58 | 70 | 207571385
SMART COMFORT | DLCLRCH48AAK | DLFLFAH48XAK |  | 48000 | 50000 | 18.9 | 9.3 | 10 | 1.85 | 58 | 70 | 207683382
CTMorley | MOU-A48L-2 | MIU-A48LF-2 |  | 48000 | 50000 | 18.9 | 9.3 | 10 | 1.85 | 58 | 70 | 209843072
Cooper&Hunter | CH-N48LCU-230VO | CH-48LCFC-W |  | 48000 | 50000 | 18.9 | 9.3 | 10 | 1.85 | 58 | 70 | 213265592
MDV | MOE30U-36HFN1-M(GA) | MCD1-36HRFN1-M(GA) |  | 36000 | 40000 | 19.4 | 9.5 | 10.5 | 1.85 | 83 | 100 | 207338213
AIRQUEST | DLCLRCH48AAK | DLFLFAH48XAK |  | 48000 | 50000 | 18.9 | 9.3 | 10 | 1.85 | 58 | 70 | 207683389
KEEPRITE | DLCLRCH48AAK | DLFLFAH48XAK |  | 48000 | 50000 | 18.9 | 9.3 | 10 | 1.85 | 58 | 70 | 207683354
YONAN | YOE-48HFN1 | YUE-48HRFN1 |  | 48000 | 50000 | 18.9 | 9.3 | 10 | 1.85 | 58 | 70 | 208106987
LENNOX | LISH048000P431-D | LIUH048180P431-C |  | 48000 | 50000 | 18.9 | 9.3 | 10 | 1.85 | 58 | 70 | 207825603
Cooper&Hunter | CH-N48LCU-230VO | CH-48LCFC/I |  | 48000 | 50000 | 18.9 | 9.3 | 10 | 1.85 | 58 | 70 | 210799607
DAY & NIGHT | DLCLRCH48AAK | DLFLFAH48XAK |  | 48000 | 50000 | 18.9 | 9.3 | 10 | 1.85 | 58 | 70 | 207683340
COMFORTSTAR | CZP48CD(O) | FPA-48DU |  | 48000 | 50000 | 18.9 | 9.3 | 10 | 1.85 | 58 | 70 | 207658958
COMFORTMAKER | DLCLRCH48AAK | DLFLFAH48XAK |  | 48000 | 50000 | 18.9 | 9.3 | 10 | 1.85 | 58 | 70 | 207683333
C&H | CH-N48LCU-230VO | CH-48LCFC/I |  | 48000 | 50000 | 18.9 | 9.3 | 10 | 1.85 | 58 | 70 | 207742343
ECO-AIR | MOE30U-36HFN1-M(GA) | MCD1-36HRFN1-M(GA) |  | 36000 | 40000 | 19.4 | 9.5 | 10.5 | 1.85 | 83 | 100 | 211644072
TEMPSTAR | DLCLRCH48AAK | DLFLFAH48XAK |  | 48000 | 50000 | 18.9 | 9.3 | 10 | 1.85 | 58 | 70 | 207683375
Cooper&Hunter | CH-NHPR36LCU-230VO | CH-N36LCCT-230VI |  | 36000 | 40000 | 19.4 | 9.5 | 10.5 | 1.85 | 83 | 100 | 210799610
LPS Legacy | DLCLRCH48AAK | DLFLFAH48XAK |  | 48000 | 50000 | 18.9 | 9.3 | 10 | 1.85 | 58 | 70 | 211756559
STEALTH | ACIQ-36ZPL-HP230B | ACIQ-36CC-HH-MB |  | 36000 | 40000 | 19.4 | 9.5 | 10.5 | 1.85 | 83 | 100 | 212316189
KENMORE | DLCLRCH48AAK | DLFLFAH48XAK |  | 48000 | 50000 | 18.9 | 9.3 | 10 | 1.85 | 58 | 70 | 207683361
Cooper&Hunter | CH-NHPR36LCU-230VO | CH-36LCCT-W |  | 36000 | 40000 | 19.4 | 9.5 | 10.5 | 1.85 | 83 | 100 | 213265569
1HVAC | ACIQ-36ZPL-HP230B | ACIQ-36CC-HH-MB |  | 36000 | 40000 | 19.4 | 9.5 | 10.5 | 1.85 | 83 | 100 | 210857299
TRUST AIR CONDITIONERS | OUS48H/O4S41P | IUMFC48H/I41P |  | 48000 | 50000 | 18.9 | 9.3 | 10 | 1.85 | 58 | 70 | 208280163
Custom Comfort | CCOXHASZ36CHP | CCOXHA4C36 |  | 36000 | 40000 | 19.4 | 9.5 | 10.5 | 1.85 | 83 | 100 | 212365413
ARCOAIRE | DLCLRCH48AAK | DLFLFAH48XAK |  | 48000 | 50000 | 18.9 | 9.3 | 10 | 1.85 | 58 | 70 | 207683326
CLASSIC | MRSVHC48AS | MUVHC48S |  | 48000 | 50000 | 18.9 | 9.3 | 10 | 1.85 | 58 | 70 | 209843010
PolarWave | ACIQ-36ZPL-HP230B | ACIQ-36CC-HH-MB |  | 36000 | 40000 | 19.4 | 9.5 | 10.5 | 1.85 | 83 | 100 | 212316103
HEIL | DLCLRCH48AAK | DLFLFAH48XAK |  | 48000 | 50000 | 18.9 | 9.3 | 10 | 1.85 | 58 | 70 | 207683347
DIYCOOL | ACIQ-36ZPL-HP230B | ACIQ-36CC-HH-MB |  | 36000 | 40000 | 19.4 | 9.5 | 10.5 | 1.85 | 83 | 100 | 210857339
MIDEA | MOE30U-48HFN1-MP0(GA) | MUE-48HRFN1-M(C) |  | 48000 | 50000 | 18.9 | 9.3 | 10 | 1.85 | 58 | 70 | 207821943
BRYANT | 38MBRCQ48AA3 | 40MBFQ48---3 |  | 48000 | 50000 | 18.9 | 9.3 | 10 | 1.85 | 58 | 70 | 207683298
Alsetria | MOE30U-36HFN1-M(GA) | MCD1-36HRFN1-M(GA) |  | 36000 | 40000 | 19.4 | 9.5 | 10.5 | 1.85 | 83 | 100 | 211644047
TEMP SHIFT | TSMOE30U36HFN1M(GA) | TSMCD136HRFN1M(GA) |  | 36000 | 40000 | 19.4 | 9.5 | 10.5 | 1.85 | 83 | 100 | 213479383
TGM | MRSVHT48AS | MUVHT48S |  | 48000 | 50000 | 18.9 | 9.3 | 10 | 1.85 | 58 | 70 | 209843026
CIAC | CM43BX048-H3N2H | CF43BX048-M3N1H |  | 48000 | 50000 | 18.9 | 9.3 | 10 | 1.85 | 58 | 70 | 213927682
ACIQ | ACIQ-36ZPL-HP230B | ACIQ-36CC-HH-MB |  | 36000 | 40000 | 19.4 | 9.5 | 10.5 | 1.85 | 83 | 100 | 210857319
LBG Products | LUHB48DO | LUHB48DZDI |  | 48000 | 50000 | 18.9 | 9.3 | 10 | 1.85 | 58 | 70 | 208130824
Mitsutomo | HO-SZ36-BB-Q | HC-UZ36-BB-Q |  | 36000 | 40000 | 19.4 | 9.5 | 10.5 | 1.85 | 83 | 100 | 214056574
MIDEA | MOE30U-42HFN1-MP0(GA) | MUE-42HRFN1-M(C) |  | 48000 | 50000 | 18.9 | 9.3 | 10 | 1.85 | 58 | 70 | 212528019
TRUST AIR CONDITIONERS | OAH36H/O4S41P | IUMC436H/I41P |  | 36000 | 40000 | 19.4 | 9.5 | 10.5 | 1.85 | 83 | 100 | 208280093
CTMorley | MOU-A36LH-2 | MIU-A36LC-2 |  | 36000 | 40000 | 19.4 | 9.5 | 10.5 | 1.85 | 83 | 100 | 209843075
Weathermaker | 38MBRCQ48AA3 | 40MBFQ48---3 |  | 48000 | 50000 | 18.9 | 9.3 | 10 | 1.85 | 58 | 70 | 207683312
MOOVAIR | DMA36HOS28230E8 | DUA36HICU230X5 |  | 36000 | 40000 | 19.4 | 9.5 | 10.5 | 1.85 | 83 | 100 | 207742512
KLIMAIRE | KSIR048-H218-2 | KFUF048-H2G1 |  | 48000 | 50000 | 18.9 | 9.3 | 10 | 1.85 | 58 | 70 | 209862179
COMFORTSTAR | CHF36CD(O) | TIP-36 |  | 36000 | 40000 | 19.4 | 9.5 | 10.5 | 1.85 | 83 | 100 | 207658953
LBG Products | LUUHB36DO | LUHB36DSI |  | 36000 | 40000 | 19.4 | 9.5 | 10.5 | 1.85 | 83 | 100 | 208130835
CARRIER | 38MBRCQ48AA3 | 40MBFQ48---3 |  | 48000 | 50000 | 18.9 | 9.3 | 10 | 1.85 | 58 | 70 | 207683291
C&H | CH-NHPR36LCU-230VO | CH-N36LCCT-230VI |  | 36000 | 40000 | 19.4 | 9.5 | 10.5 | 1.85 | 83 | 100 | 207742346
PAYNE | 38MBRCQ48AA3 | 40MBFQ48---3 |  | 48000 | 50000 | 18.9 | 9.3 | 10 | 1.85 | 58 | 70 | 207683305
ELIOS | DEA36HOS28230E8 | DUA36HICU230X5 |  | 36000 | 40000 | 19.4 | 9.5 | 10.5 | 1.85 | 83 | 100 | 207742443
SEA BREEZE+ | CSZ36H424ZMO | CA36H424ZMI |  | 36000 | 40000 | 19.4 | 9.5 | 10.5 | 1.85 | 83 | 100 | 208128274
Multi MFG | MSH-36HD-A | 36CCHP0-C-M-A |  | 36000 | 40000 | 19.4 | 9.5 | 10.5 | 1.85 | 83 | 100 | 214232446
MDV | MOD30-24HFN1-MU0W | MCD1-24HRFN1-MT0W(GA) |  | 24000 | 25000 | 20.5 | 11 | 11.5 | 2 | 84 | 103 | 207338219
LPS Legacy | DLCSRBH24AAK | DLFSCBH24XAK |  | 24000 | 25000 | 20.5 | 11 | 11.5 | 2 | 84 | 103 | 211756560
ARCOAIRE | DLCSRBH24AAK | DLFSCBH24XAK |  | 24000 | 25000 | 20.5 | 11 | 11.5 | 2 | 84 | 103 | 207683327
KEEPRITE | DLCSRBH24AAK | DLFSCBH24XAK |  | 24000 | 25000 | 20.5 | 11 | 11.5 | 2 | 84 | 103 | 207683355
Breeze33 | BZ33-HYP24OUT2-G2-P | BZ33-CASS24-G2-P |  | 24000 | 25000 | 20.5 | 11 | 11.5 | 2 | 84 | 103 | 207862078
MOOVAIR | DMA24HOS28230E8 | DUA24HICU230X5 |  | 24000 | 25000 | 20.5 | 11 | 11.5 | 2 | 84 | 103 | 207742511
LENNOX | MLB024S4S-1P | M33C024S4-1P |  | 24000 | 25000 | 20.5 | 11 | 11.5 | 2 | 84 | 103 | 207683534
EMI | MHSZ124DA | MHCAS24DA |  | 24000 | 25000 | 20.5 | 11 | 11.5 | 2 | 84 | 103 | 208121931
ECO-AIR | MOD30-24HFN1-MU0W | MCD1-24HRFN1-MT0W(GA) |  | 24000 | 25000 | 20.5 | 11 | 11.5 | 2 | 84 | 103 | 211644071
KARDA | 3KARDA24SZO | 3KARDA24UVC |  | 24000 | 25000 | 20.5 | 11 | 11.5 | 2 | 84 | 103 | 207796643
SENVILLE | SENA/24HF/OQ | SENA/24HF/ICQ |  | 24000 | 25000 | 20.5 | 11 | 11.5 | 2 | 84 | 103 | 207641344
COMFORT-AIRE | A-VMH24SV-1 | B-VMH24CV-1 |  | 24000 | 25000 | 20.5 | 11 | 11.5 | 2 | 84 | 103 | 207657392
TEMPSTAR | DLCSRBH24AAK | DLFSCBH24XAK |  | 24000 | 25000 | 20.5 | 11 | 11.5 | 2 | 84 | 103 | 207683376
TRUST AIR CONDITIONERS | OAH24H/O4S4P | IUMC424H/I41P |  | 24000 | 25000 | 20.5 | 11 | 11.5 | 2 | 84 | 103 | 208816925
Weathermaker | 38MARBQ24AA3 | 40MBCAQ24XA3 |  | 24000 | 25000 | 20.5 | 11 | 11.5 | 2 | 84 | 103 | 207683313
ELIOS | DEA24HOS28230E8 | DUA24HICU230X5 |  | 24000 | 25000 | 20.5 | 11 | 11.5 | 2 | 84 | 103 | 207742442
MDV | MOE30U-48HFN1-MP0(GA)-L | MUE-48HRFN1-M(C) |  | 48000 | 50000 | 18.9 | 9.1 | 9.7 | 1.85 | 58 | 70 | 207658600
KENMORE | DLCSRBH24AAK | DLFSCBH24XAK |  | 24000 | 25000 | 20.5 | 11 | 11.5 | 2 | 84 | 103 | 207683362
Cooper&Hunter | CH-HPR24-230VO | CH-24MCT-W |  | 24000 | 25000 | 20.5 | 11 | 11.5 | 2 | 84 | 103 | 213265567
LBG Products | LBHB24DVWO | LMHB24DSI |  | 24000 | 25000 | 20.5 | 11 | 11.5 | 2 | 84 | 103 | 208130834
C&H | CH-HPR24-230VO | CH-N24MSPHCT-230VI |  | 24000 | 25000 | 20.5 | 11 | 11.5 | 2 | 84 | 103 | 207742335
Mitsutomo | HO-SZ24-AB-Q | HC-UZ24-AB-Q |  | 24000 | 25000 | 20.5 | 11 | 11.5 | 2 | 84 | 103 | 214056565
HEIL | DLCSRBH24AAK | DLFSCBH24XAK |  | 24000 | 25000 | 20.5 | 11 | 11.5 | 2 | 84 | 103 | 207683348
AIRQUEST | DLCSRBH24AAK | DLFSCBH24XAK |  | 24000 | 25000 | 20.5 | 11 | 11.5 | 2 | 84 | 103 | 207683390
DIAMONDAIR | D2024SHO2 | DF2024CI2 |  | 24000 | 25000 | 20.5 | 11 | 11.5 | 2 | 84 | 103 | 210857272
LENNOX | MPC048S4S-1P | MCFA048S4-2P |  | 48000 | 50000 | 18.9 | 9.1 | 9.7 | 1.85 | 58 | 70 | 207683513
TEMP SHIFT | TSMOD3024HFN1MU0W | TSMCD124HRFN1MT0W(GA) |  | 24000 | 25000 | 20.5 | 11 | 11.5 | 2 | 84 | 103 | 213479382
LENNOX | MPC048S4S-1P | MCFA048S4* |  | 48000 | 50000 | 18.9 | 9.1 | 9.7 | 1.85 | 58 | 70 | 210665620
LENNOX | MPC048S4S-1P | MCFA048S4-*P |  | 48000 | 50000 | 18.9 | 9.1 | 9.7 | 1.85 | 58 | 70 | 211034433
MIDEA | DLCSRBH24AAK | DLFSCBH24XAK |  | 24000 | 25000 | 20.5 | 11 | 11.5 | 2 | 84 | 103 | 207683369
Kepler | ODUMOD30-24HFN1MU0W | IDUMCD1-24HRFN1-MT0W(GA) |  | 24000 | 25000 | 20.5 | 11 | 11.5 | 2 | 84 | 103 | 214377774
MIDEA | 38MARBQ24AA3 | 40MBCAQ24XA3 |  | 24000 | 25000 | 20.5 | 11 | 11.5 | 2 | 84 | 103 | 207683320
PERFECTAIRE | 3PAMSHH24-SZO | 3PAMSCH24 |  | 24000 | 25000 | 20.5 | 11 | 11.5 | 2 | 84 | 103 | 207796635
KERR | A-KMH24SV-1 | B-KMH24CV-1 |  | 24000 | 25000 | 20.5 | 11 | 11.5 | 2 | 84 | 103 | 210568248
COMFORTSTAR | CHF24CD(O) | TIP-24 |  | 24000 | 25000 | 20.5 | 11 | 11.5 | 2 | 84 | 103 | 207658952
CARRIER | 38MARBQ24AA3 | 40MBCAQ24XA3 |  | 24000 | 25000 | 20.5 | 11 | 11.5 | 2 | 84 | 103 | 207683292
Cooper&Hunter | CH-HPR24-230VO | CH-N24MSPHCT-230VI |  | 24000 | 25000 | 20.5 | 11 | 11.5 | 2 | 84 | 103 | 210799599
Alsetria | MOD30-24HFN1-MU0W | MCD1-24HRFN1-MT0W(GA) |  | 24000 | 25000 | 20.5 | 11 | 11.5 | 2 | 84 | 103 | 211644046
KLIMAIRE | KSIH024-H220-O-2 | KTIS24-H2 |  | 24000 | 25000 | 20.5 | 11 | 11.5 | 2 | 84 | 103 | 212316044
KERR | A-KMH24SV-1 | C-VMH24CV-1 |  | 24000 | 25000 | 20.5 | 11 | 11.5 | 2 | 84 | 103 | 207657400
BRYANT | 38MARBQ24AA3 | 40MBCAQ24XA3 |  | 24000 | 25000 | 20.5 | 11 | 11.5 | 2 | 84 | 103 | 207683299
DAY & NIGHT | DLCSRBH24AAK | DLFSCBH24XAK |  | 24000 | 25000 | 20.5 | 11 | 11.5 | 2 | 84 | 103 | 207683341
Custom Comfort | CCOXHASZ24HP | CCOXHA4C24 |  | 24000 | 25000 | 20.5 | 11 | 11.5 | 2 | 84 | 103 | 212365412
PAYNE | 38MARBQ24AA3 | 40MBCAQ24XA3 |  | 24000 | 25000 | 20.5 | 11 | 11.5 | 2 | 84 | 103 | 207683306
BOSCH | BMS500-AAS024-1CSXHC | BMS500-AAU024-1AHCXC |  | 24000 | 25000 | 20.5 | 11 | 11.5 | 2 | 84 | 103 | 207760018
DIRECT AIR | DIRM-24HXPRO28-1Z | DIRM-24HP-CA |  | 24000 | 25000 | 20.5 | 11 | 11.5 | 2 | 84 | 103 | 207743744
Breeze33 | HSZ24H424ZMO | CA24H424ZMI |  | 24000 | 25000 | 20.5 | 11 | 11.5 | 2 | 84 | 103 | 211277593
Durastar | DRA1H24S1A | DRAC24F1B |  | 24000 | 25000 | 20.5 | 11 | 11.5 | 2 | 84 | 103 | 210568114
CTMorley | MOU-A24H-2 | MIU-A24C-2 |  | 24000 | 25000 | 20.5 | 11 | 11.5 | 2 | 84 | 103 | 209843064
SEA BREEZE+ | HSZ24H424ZMO | CA24H424ZMI |  | 24000 | 25000 | 20.5 | 11 | 11.5 | 2 | 84 | 103 | 212595654
Conforto | MHSZ124DA | MHCAS24DA |  | 24000 | 25000 | 20.5 | 11 | 11.5 | 2 | 84 | 103 | 210605809
SMART COMFORT | DLCSRBH24AAK | DLFSCBH24XAK |  | 24000 | 25000 | 20.5 | 11 | 11.5 | 2 | 84 | 103 | 207683383
COMFORTMAKER | DLCSRBH24AAK | DLFSCBH24XAK |  | 24000 | 25000 | 20.5 | 11 | 11.5 | 2 | 84 | 103 | 207683334
MDV | MOD30-24HFN1-MU0W-L | MCD1-24HRFN1-MT0W(GA) |  | 24000 | 25000 | 20.5 | 11 | 11.5 | 2 | 84 | 103 | 210644045
LENNOX | MLB024S4S-1P | M33C024S4* |  | 24000 | 25000 | 20.5 | 11 | 11.5 | 2 | 84 | 103 | 210665645
LENNOX | MLB024S4S-1P | M33C024S4-*P |  | 24000 | 25000 | 20.5 | 11 | 11.5 | 2 | 84 | 103 | 211034458
MDV | MOE30U-36HFN1-M(GA)-L | MCD1-36HRFN1-M(GA) |  | 36000 | 40000 | 19.4 | 9.5 | 10.5 | 1.85 | 83 | 100 | 210644046
LENNOX | MLB036S4S-2P | M33C036S4* |  | 36000 | 40000 | 19.4 | 9.5 | 10.5 | 1.85 | 83 | 100 | 210665646
LENNOX | MLB036S4S-2P | M33C036S4-*P |  | 36000 | 40000 | 19.4 | 9.5 | 10.5 | 1.85 | 83 | 100 | 211034459
MDV | MOCA30-12HFN1-MZ50W | MSOP1B-12HRFN1-MZ60W |  | 12000 | 12000 | 18.2 | 11 | 10 | 1.82 | 57 | 103 | 212519802
MIDEA | DLCPRAH12AAK | DLFPHBH12XAK |  | 12000 | 12000 | 18.2 | 11 | 10 | 1.82 | 57 | 103 | 212521270
MIDEA | 38MPRAQ12AA3 | DHMPHBQ12XA3 |  | 12000 | 12000 | 18.2 | 11 | 10 | 1.82 | 57 | 103 | 212521256
KEEPRITE | DLCPRAH12AAK | DLFPHBH12XAK |  | 12000 | 12000 | 18.2 | 11 | 10 | 1.82 | 57 | 103 | 212521266
Weathermaker | 38MPRAQ12AA3 | DHMPHBQ12XA3 |  | 12000 | 12000 | 18.2 | 11 | 10 | 1.82 | 57 | 103 | 212521254
TEMPSTAR | DLCPRAH12AAK | DLFPHBH12XAK |  | 12000 | 12000 | 18.2 | 11 | 10 | 1.82 | 57 | 103 | 212521272
PAYNE | 38MPRAQ12AA3 | DHMPHBQ12XA3 |  | 12000 | 12000 | 18.2 | 11 | 10 | 1.82 | 57 | 103 | 212521252
HEIL | DLCPRAH12AAK | DLFPHBH12XAK |  | 12000 | 12000 | 18.2 | 11 | 10 | 1.82 | 57 | 103 | 212521264
DAY & NIGHT | DLCPRAH12AAK | DLFPHBH12XAK |  | 12000 | 12000 | 18.2 | 11 | 10 | 1.82 | 57 | 103 | 212521262
ARCOAIRE | DLCPRAH12AAK | DLFPHBH12XAK |  | 12000 | 12000 | 18.2 | 11 | 10 | 1.82 | 57 | 103 | 212521258
SMART COMFORT | DLCPRAH12AAK | DLFPHBH12XAK |  | 12000 | 12000 | 18.2 | 11 | 10 | 1.82 | 57 | 103 | 212521274
BRYANT | 38MPRAQ12AA3 | 619PHBQ12XA3 |  | 12000 | 12000 | 18.2 | 11 | 10 | 1.82 | 57 | 103 | 212521250
COMFORTMAKER | DLCPRAH12AAK | DLFPHBH12XAK |  | 12000 | 12000 | 18.2 | 11 | 10 | 1.82 | 57 | 103 | 212521260
KENMORE | DLCPRAH12AAK | DLFPHBH12XAK |  | 12000 | 12000 | 18.2 | 11 | 10 | 1.82 | 57 | 103 | 212521268
AIRQUEST | DLCPRAH12AAK | DLFPHBH12XAK |  | 12000 | 12000 | 18.2 | 11 | 10 | 1.82 | 57 | 103 | 212521276
LPS Legacy | DLCPRAH12AAK | DLFPHBH12XAK |  | 12000 | 12000 | 18.2 | 11 | 10 | 1.82 | 57 | 103 | 212521278
CARRIER | 38MPRAQ12AA3 | 40MPHBQ12XA3 |  | 12000 | 12000 | 18.2 | 11 | 10 | 1.82 | 57 | 103 | 212521248
SAMSUNG | AR18CSDADWKX | AR18CSDABWKN |  | 18000 | 20000 | 21 | 13.15 | 9.7 | 2 | 112 | 95 | 213288945
SAMSUNG | AR18CSDAEWKX | AR18CSDABWKN |  | 18000 | 20000 | 21 | 13.15 | 9.7 | 2 | 112 | 95 | 213288943
SAMSUNG | AR24CSDADWKX | AR24CSDADWKN |  | 21000 | 24400 | 20 | 12.5 | 9.5 | 2 | 115 | 100 | 213288942
SAMSUNG | AR24CSDAEWKX | AR24CSDADWKN |  | 21000 | 24400 | 20 | 12.5 | 9.5 | 2 | 115 | 100 | 213288941
SAMSUNG | AR12CSDABWKX | AR12CSDABWKN |  | 12000 | 12000 | 23 | 13.5 | 10.5 | 2.2 | 95 | 91 | 210445759
SAMSUNG | AR09CSDACWKX | AR09CSDABWKN |  | 9000 | 11000 | 24.5 | 15.5 | 10.5 | 2.3 | 91 | 78 | 210445758
SAMSUNG | AR09CSDABWKX | AR09CSDABWKN |  | 9000 | 11000 | 24.5 | 15.5 | 10.5 | 2.3 | 91 | 78 | 210445757
SAMSUNG | AR12CSDACWKX | AR12CSDABWKN |  | 12000 | 12000 | 23 | 13.5 | 10.5 | 2.2 | 95 | 91 | 210436264
Wells | WSA-18HFMO | WSA-18HFMI |  | 18000 | 18000 | 22 | 13 | 10.6 | 1.89 | 62 | 96 | 214421471
Wells | WSA-24HFMO | WSA-24HFMI |  | 23000 | 26000 | 22.3 | 12.5 | 10.3 | 1.8 | 73 | 88 | 214421472
Wells | WSA-33HFMO | WSA-33HFMI |  | 33000 | 35000 | 20 | 11.7 | 10 | 1.8 | 79 | 99 | 214421473
Wells | WSA-12HFMO | WSA-12HFMI |  | 12000 | 12000 | 23.1 | 13 | 10.5 | 1.88 | 86 | 92 | 214421470
ZERO | ZMSB-09HV-USHHC-O | ZMSB-09HV-USHHC-I |  | 9000 | 12000 | 26.4 | 15.8 | 11.6 | 1.85 | 78 | 92 | 214421474
ZERO | ZMSB-12HV-USHHC-O | ZMSB-12HV-USHHC-I |  | 12000 | 12000 | 23.1 | 13 | 10.5 | 1.88 | 86 | 92 | 214421475
ZERO | ZMSB-18HV-USHHC-O | ZMSB-18HV-USHHC-I |  | 18000 | 18000 | 22 | 13 | 10.6 | 1.89 | 62 | 96 | 214421476
ZERO | ZMSB-24HV-USHHC-O | ZMSB-24HV-USHHC-I |  | 23000 | 26000 | 22.3 | 12.5 | 10.3 | 1.8 | 73 | 88 | 214421477
Wells | WSA-09HFMO | WSA-09HFMI |  | 9000 | 12000 | 26.4 | 15.8 | 11.6 | 1.85 | 78 | 92 | 214421469
Wells | WSA-06HFMO | WSA-06HFMI |  | 6000 | 7000 | 23.5 | 15 | 12 | 1.84 | 107 | 101 | 214421468
CENTURY | A-VMH33SV-1 | B-VMH33SV-1 |  | 33000 | 35000 | 19.5 | 12 | 10 | 1.8 | 82 | 99 | 214415105
SAMSUNG | AR15CSDABWKX | AR15CSDABWKN |  | 15000 | 15000 | 21.5 | 14 | 10.8 | 2 | 136 | 109 | 210445761
SAMSUNG | AR15CSDACWKX | AR15CSDABWKN |  | 15000 | 15000 | 21.5 | 14 | 10.8 | 2 | 136 | 109 | 210436265
STEALTH | ACIQ-60ZPL-HP230B | ACIQ-60FM-HH-MB |  | 55000 | 60000 | 17.3 | 9 | 10.2 | 1.97 | 67 | 94 | 212316196
PolarWave | ACIQ-60ZPL-HP230B | ACIQ-60FM-HH-MB |  | 55000 | 60000 | 17.3 | 9 | 10.2 | 1.97 | 67 | 94 | 212316110
Cooper&Hunter | CH-NHPR60LCU-230VO | CH-60LCFC-W |  | 55000 | 60000 | 17.3 | 9 | 10.2 | 1.97 | 67 | 94 | 213265595
Cooper&Hunter | CH-NHPR60LCU-230VO | CH-60LCFC/I |  | 55000 | 60000 | 17.3 | 9 | 10.2 | 1.97 | 67 | 94 | 211246027
ACIQ | ACIQ-60ZPL-HP230B | ACIQ-60FM-HH-MB |  | 55000 | 60000 | 17.3 | 9 | 10.2 | 1.97 | 67 | 94 | 210857326
CTMorley | MOU-A55LH-2 | MIU-A60LF-2 |  | 55000 | 60000 | 17.3 | 9 | 10.2 | 1.97 | 67 | 94 | 210191034
Custom Comfort | CCOXHASZ60CHP | CCOXHAFC60 |  | 55000 | 60000 | 17.3 | 9 | 10.2 | 1.97 | 67 | 94 | 212365428
Mitsutomo | HW-SZ60-BB-Q | HF-UZ60-BB-Q |  | 55000 | 60000 | 17.3 | 9 | 10.2 | 1.97 | 67 | 94 | 214056581
DIYCOOL | ACIQ-60ZPL-HP230B | ACIQ-60FM-HH-MB |  | 55000 | 60000 | 17.3 | 9 | 10.2 | 1.97 | 67 | 94 | 210857346
BLUERIDGE | BMY60HHUC | BM60MFCC |  | 55000 | 60000 | 17.3 | 9 | 10.2 | 1.97 | 67 | 94 | 210191032
1HVAC | ACIQ-60ZPL-HP230B | ACIQ-60FM-HH-MB |  | 55000 | 60000 | 17.3 | 9 | 10.2 | 1.97 | 67 | 94 | 210857306
MDV | MOE30U-55HFN1-M-[X](GA) | MUE-60HRFN1-MW |  | 55000 | 60000 | 17.3 | 9 | 10.2 | 1.97 | 67 | 94 | 210135400
Multi MFG | MSH-09HD-A | 9HWMS0-C-M-A |  | 9000 | 12000 | 28.1 | 16.2 | 11.5 | 2 | 79 | 88 | 214432059
Multi MFG | MSH-24HD-A | 24CCHP0-C-M-A |  | 24000 | 25000 | 20.5 | 11 | 11.5 | 2 | 84 | 103 | 214432056
Multi MFG | MSH-18HD-A | 18MMNC0-HP-A |  | 16700 | 20000 | 19.8 | 12.5 | 11.2 | 1.93 | 73 | 84 | 214432055
Multi MFG | MSH-09HD-A | 9MMNC0-HP-A |  | 9000 | 10900 | 24 | 13 | 12.4 | 1.8 | 90 | 96 | 214432054
FUJITSU | AOUH30LUAH1 | AUUH30LUAS |  | 28600 | 32000 | 22 | 13.5 | 11 | 1.76 | 61 | 103 | 207657379
RUUD | RO1HHZ24AJ8S | RISHHZ24AJ8S |  | 24000 | 27000 | 21.5 | 12.3 | 10.5 | 2.08 | 65 | 87 | 211781765
RHEEM | RO1HHZ24AJ8S | RISHHZ24AJ8S |  | 24000 | 27000 | 21.5 | 12.3 | 10.5 | 2.08 | 65 | 87 | 211781748
FUJITSU | AOUH24LUAS1 | ABUH24LUAS |  | 24000 | 27000 | 21.5 | 12.3 | 10.5 | 2.08 | 65 | 87 | 211078836
RUUD | RO1HHZ24AJ8S | RIGHHZ24AJ8S |  | 24000 | 27000 | 23 | 12.6 | 11 | 2.12 | 67 | 87 | 211781761
RHEEM | RO1HHZ24AJ8S | RIGHHZ24AJ8S |  | 24000 | 27000 | 23 | 12.6 | 11 | 2.12 | 67 | 87 | 211781744
FUJITSU | AOUH24LUAS1 | AUUH24LUAS |  | 24000 | 27000 | 23 | 12.6 | 11 | 2.12 | 67 | 87 | 211078831
FUJITSU | AOUH12LMBS1 | ASUH12LMAS |  | 12000 | 14000 | 23 | 12.5 | 11.1 | 2.36 | 61 | 74 | 210191038
FUJITSU | AOUH12LMBH1 | ASUH12LMAS |  | 12000 | 14000 | 23 | 12.5 | 11 | 2.18 | 61 | 74 | 210191037
RUUD | RO1HHZ12AJ2S | UIWHHZ12AJ2S |  | 12000 | 14500 | 23 | 12.5 | 11.1 | 2.36 | 61 | 71 | 210368129
RHEEM | RO1HHZ12AJ2S | RIWHHZ12AJ2S |  | 12000 | 14500 | 23 | 12.5 | 11.1 | 2.36 | 61 | 71 | 210368128
FUJITSU | AOUH12LMAS1 | ASUH12LMAS |  | 12000 | 14500 | 23 | 12.5 | 11.1 | 2.36 | 61 | 71 | 207615689
FUJITSU | AOUH09LEAS1 | ASUH09LMAS |  | 9000 | 10900 | 21.3 | 12.5 | 10 | 1.96 | 61 | 74 | 207454671
RUUD | RO1HHZ24AJ2S | UIWHHZ24AJ2S |  | 22000 | 25200 | 22.5 | 12.5 | 11.4 | 2.04 | 62 | 99 | 210368117
RHEEM | RO1HHZ24AJ2S | RIWHHZ24AJ2S |  | 22000 | 25200 | 22.5 | 12.5 | 11.4 | 2.04 | 62 | 99 | 210368116
FUJITSU | AOUH24LMAS1 | ASUH24LMAS |  | 22000 | 25200 | 22.5 | 12.5 | 11.4 | 2.04 | 62 | 99 | 206913028
RUUD | RO1HHZ18AJ2S | UIWHHZ18AJ2S |  | 18000 | 21600 | 21.1 | 13 | 11.5 | 2 | 63 | 100 | 210368115
RHEEM | RO1HHZ18AJ2S | RIWHHZ18AJ2S |  | 18000 | 21600 | 21.1 | 13 | 11.5 | 2 | 63 | 100 | 210368114
FUJITSU | AOUH18LMAS1 | ASUH18LMAS |  | 18000 | 21600 | 21.1 | 13 | 11.5 | 2 | 63 | 100 | 206913027
RUUD | RO1HGZ15AJ1H | UIWHGZ15AJ1S |  | 14500 | 18000 | 25.3 | 13.9 | 12.7 | 2.34 | 62 | 97 | 210368109
RHEEM | RO1HGZ15AJ1H | RIWHGZ15AJ1S |  | 14500 | 18000 | 25.3 | 13.9 | 12.7 | 2.34 | 62 | 97 | 210368108
FUJITSU | AOUG15LZAH1 | ASUG15LZBS |  | 14500 | 18000 | 25.3 | 13.9 | 12.7 | 2.34 | 62 | 97 | 206597213
RUUD | RO1HGZ15AJ1S | UIWHGZ15AJ1S |  | 14500 | 18000 | 25.3 | 13.9 | 12.8 | 2.52 | 62 | 97 | 210368107
RHEEM | RO1HGZ15AJ1S | RIWHGZ15AJ1S |  | 14500 | 18000 | 25.3 | 13.9 | 12.8 | 2.52 | 62 | 97 | 210368106
FUJITSU | AOUG15LZAS1 | ASUG15LZBS |  | 14500 | 18000 | 25.3 | 13.9 | 12.8 | 2.52 | 62 | 97 | 206597212
RUUD | RO1HGZ09AJ1H | UIWHGZ09AJ1S |  | 9000 | 12000 | 33.1 | 18 | 13.3 | 2 | 62 | 128 | 210368101
RHEEM | RO1HGZ09AJ1H | RIWHGZ09AJ1S |  | 9000 | 12000 | 33.1 | 18 | 13.3 | 2 | 62 | 128 | 210368100
FUJITSU | AOUG09LZAH1 | ASUG09LZBS |  | 9000 | 12000 | 33.1 | 18 | 13.3 | 2 | 62 | 128 | 206597209
RUUD | RO1HGZ09AJ1S | UIWHGZ09AJ1S |  | 9000 | 12000 | 33.1 | 18 | 13.4 | 2.14 | 62 | 128 | 210368099
RHEEM | RO1HGZ09AJ1S | RIWHGZ09AJ1S |  | 9000 | 12000 | 33.1 | 18 | 13.4 | 2.14 | 62 | 128 | 210368098
FUJITSU | AOUG09LZAS1 | ASUG09LZBS |  | 9000 | 12000 | 33.1 | 18 | 13.4 | 2.14 | 62 | 128 | 206597208
RUUD | RO1HHZ12AJ8S | RICHHZ12AJ8S |  | 12000 | 16000 | 23 | 12.8 | 11.3 | 2.02 | 67 | 97 | 210824714
RHEEM | RO1HHZ12AJ8S | RICHHZ12AJ8S |  | 12000 | 16000 | 23 | 12.8 | 11.3 | 2.02 | 67 | 97 | 210824712
FUJITSU | AOUH12LUAS1 | ACUH12LUAS1 |  | 12000 | 16000 | 23 | 12.8 | 11.3 | 2.02 | 67 | 97 | 206579744
RUUD | RO1HHZ09AJ8S | RICHHZ09AJ8S |  | 9000 | 12000 | 23.5 | 13.6 | 11.8 | 2.22 | 65 | 84 | 210824709
RHEEM | RO1HHZ09AJ8S | RICHHZ09AJ8S |  | 9000 | 12000 | 23.5 | 13.6 | 11.8 | 2.22 | 65 | 84 | 210824705
FUJITSU | AOUH09LUAS1 | ACUH09LUAS1 |  | 9000 | 12000 | 23.5 | 13.6 | 11.8 | 2.22 | 65 | 84 | 206579743
RUUD | RO1HHZ09AJ2H | UIWHHZ09AJ2S |  | 9000 | 12000 | 26.5 | 15.4 | 12.3 | 2 | 62 | 78 | 210368095
RHEEM | RO1HHZ09AJ2H | RIWHHZ09AJ2S |  | 9000 | 12000 | 26.5 | 15.4 | 12.3 | 2 | 62 | 78 | 210368094
FUJITSU | AOUH09LMAH1 | ASUH09LMAS |  | 9000 | 12000 | 26.5 | 15.4 | 12.3 | 2 | 62 | 78 | 206263449
FUJITSU | AOUG15LZAH1 | ASUG15LZAS |  | 14500 | 18000 | 25.3 | 13.9 | 12.7 | 2.34 | 62 | 97 | 204740071
FUJITSU | AOUG15LZAS1 | ASUG15LZAS |  | 14500 | 18000 | 25.3 | 13.9 | 12.8 | 2.52 | 62 | 97 | 204740070
FUJITSU | AOUG09LZAH1 | ASUG09LZAS |  | 9000 | 12000 | 33.1 | 18 | 13.3 | 2 | 62 | 128 | 204740067
FUJITSU | AOUG09LZAS1 | ASUG09LZAS |  | 9000 | 12000 | 33.1 | 18 | 13.4 | 2.14 | 62 | 128 | 204740066
RUUD | RO1HFZ30AJ2H | UIWHFZ30AJ2S |  | 30000 | 32000 | 18.7 | 12.5 | 10 | 2.02 | 59 | 95 | 210368093
RUUD | ROSH18VGSN | RICH18AXCJ |  | 18000 | 21000 | 22 | 13.4 | 10.5 | 2.32 | 59 | 86 | 206221538
RHEEM | RO1HFZ30AJ2H | RIWHFZ30AJ2S |  | 30000 | 32000 | 18.7 | 12.5 | 10 | 2.02 | 59 | 95 | 210368092
FUJITSU | AOU18RGLX | AUU18RGLX |  | 18000 | 21000 | 22 | 13.4 | 10.5 | 2.32 | 59 | 86 | 202195106
RUUD | ROSH30AHXHJ | UIWH30AVFJ |  | 30000 | 32000 | 18.7 | 12.5 | 10 | 2.02 | 59 | 95 | 206221507
RHEEM | ROSH18VGSN | RICH18AXCJ |  | 18000 | 21000 | 22 | 13.4 | 10.5 | 2.32 | 59 | 86 | 202244046
RUUD | UOSH30AHXHJ | UIWH30AVFJ |  | 30000 | 32000 | 18.7 | 12.5 | 10 | 2.02 | 59 | 95 | 10595382
RHEEM | ROSH30AHXHJ | RIWH30AVFJ |  | 30000 | 32000 | 18.7 | 12.5 | 10 | 2.02 | 59 | 95 | 10595381
FUJITSU | AOU30RLXEH | ASU30RLE |  | 30000 | 32000 | 18.7 | 12.5 | 10 | 2.02 | 59 | 95 | 8912454
RUUD | RO1HFZ24AJ2H | UIWHFZ24AJ2S |  | 22000 | 25200 | 19.5 | 12.5 | 10.5 | 2.04 | 71 | 92 | 210368091
RHEEM | RO1HFZ24AJ2H | RIWHFZ24AJ2S |  | 22000 | 25200 | 19.5 | 12.5 | 10.5 | 2.04 | 71 | 92 | 210368090
RUUD | ROSH24AHXHJ | UIWH24AVFJ |  | 22000 | 25200 | 19.5 | 12.5 | 10.5 | 2.04 | 71 | 92 | 206221506
RUUD | RO1HFZ18AJ2H | UIWHFZ18AJ2S |  | 18000 | 21600 | 20 | 13.3 | 10 | 2.18 | 68 | 88 | 210368089
RHEEM | RO1HFZ18AJ2H | RIWHFZ18AJ2S |  | 18000 | 21600 | 20 | 13.3 | 10 | 2.18 | 68 | 88 | 210368088
RHEEM | ROSH24AHXHJ | RIWH24AVFJ |  | 22000 | 25200 | 19.5 | 12.5 | 10.5 | 2.04 | 71 | 92 | 10595379
FUJITSU | AOU24RLXFWH | ASU24RLF |  | 22000 | 25200 | 19.5 | 12.5 | 10.5 | 2.04 | 71 | 92 | 8779046
RUUD | ROSH18AHXHJ | UIWH18AVFJ |  | 18000 | 21600 | 20 | 13.3 | 10 | 2.18 | 68 | 88 | 206221505
RHEEM | ROSH18AHXHJ | RIWH18AVFJ |  | 18000 | 21600 | 20 | 13.3 | 10 | 2.18 | 68 | 88 | 10595377
FUJITSU | AOU18RLXFWH | ASU18RLF |  | 18000 | 21600 | 20 | 13.3 | 10 | 2.18 | 68 | 88 | 8779045
RUUD | RO1HFZ15AJ2H | RIFHFZ15AJ2S |  | 14200 | 18000 | 20.3 | 12.5 | 10.5 | 1.84 | 64 | 101 | 210368087
RHEEM | RO1HFZ15AJ2H | RIFHFZ15AJ2S |  | 14200 | 18000 | 20.3 | 12.5 | 10.5 | 1.84 | 64 | 101 | 210368086
RUUD | ROSH15AFFHJ | RIFH15AVFJ |  | 14200 | 18000 | 20.3 | 12.5 | 10.5 | 1.84 | 64 | 101 | 206221510
RUUD | UOSH15AFFHJ | RIFH15AVFJ |  | 14200 | 18000 | 20.3 | 12.5 | 10.5 | 1.84 | 64 | 101 | 10595390
RHEEM | ROSH15AFFHJ | RIFH15AVFJ |  | 14200 | 18000 | 20.3 | 12.5 | 10.5 | 1.84 | 64 | 101 | 10595389
RUUD | RO1HFZ12AJ2H | RIFHFZ12AJ2S |  | 12000 | 16000 | 22.7 | 13.1 | 11 | 1.9 | 66 | 84 | 210368085
RHEEM | RO1HFZ12AJ2H | RIFHFZ12AJ2S |  | 12000 | 16000 | 22.7 | 13.1 | 11 | 1.9 | 66 | 84 | 210368084
FUJITSU | AOU15RLFFH | AGU15RLF |  | 14200 | 18000 | 20.3 | 12.5 | 10.5 | 1.84 | 64 | 101 | 6937311
RUUD | ROSH12AFFHJ | RIFH12AVFJ |  | 12000 | 16000 | 22.7 | 13.1 | 11 | 1.9 | 66 | 84 | 206221509
RUUD | UOSH12AFFHJ | RIFH12AVFJ |  | 12000 | 16000 | 22.7 | 13.1 | 11 | 1.9 | 66 | 84 | 10595387
RUUD | RO1HFZ09AJ2H | RIFHFZ09AJ2S |  | 9000 | 12000 | 26 | 16 | 11.6 | 1.9 | 63 | 112 | 210368083
RHEEM | ROSH12AFFHJ | RIFH12AVFJ |  | 12000 | 16000 | 22.7 | 13.1 | 11 | 1.9 | 66 | 84 | 10595386
RHEEM | RO1HFZ09AJ2H | RIFHFZ09AJ2S |  | 9000 | 12000 | 26 | 16 | 11.6 | 1.9 | 63 | 112 | 210368082
FUJITSU | AOU12RLFFH | AGU12RLF |  | 12000 | 16000 | 22.7 | 13.1 | 11 | 1.9 | 66 | 84 | 6937310
RUUD | ROSH09AFFHJ | RIFH09AVFJ |  | 9000 | 12000 | 26 | 16 | 11.6 | 1.9 | 63 | 112 | 206221508
RUUD | RO1HFZ15AJ2S | RIFHFZ15AJ2S |  | 14200 | 18000 | 20.3 | 12.5 | 10.7 | 1.84 | 64 | 101 | 210368081
RHEEM | ROSH09AFFHJ | RIFH09AVFJ |  | 9000 | 12000 | 26 | 16 | 11.6 | 1.9 | 63 | 112 | 10595383
RHEEM | RO1HFZ15AJ2S | RIFHFZ15AJ2S |  | 14200 | 18000 | 20.3 | 12.5 | 10.7 | 1.84 | 64 | 101 | 210368080
RUUD | ROSH15AFFJ | RIFH15AVFJ |  | 14200 | 18000 | 20.3 | 12.5 | 10.7 | 1.84 | 64 | 101 | 206221513
FUJITSU | AOU9RLFFH | AGU9RLF |  | 9000 | 12000 | 26 | 16 | 11.6 | 1.9 | 63 | 112 | 6937309
RUUD | UOSH15AFFJ | RIFH15AVFJ |  | 14200 | 18000 | 20.3 | 12.5 | 10.7 | 1.84 | 64 | 101 | 10595397
RHEEM | ROSH15AFFJ | RIFH15AVFJ |  | 14200 | 18000 | 20.3 | 12.5 | 10.7 | 1.84 | 64 | 101 | 10595396
RUUD | RO1HFZ12AJ2S | RIFHFZ12AJ2S |  | 12000 | 16000 | 22.7 | 13.1 | 11.2 | 1.9 | 66 | 84 | 210368079
FUJITSU | AOU15RLFF | AGU15RLF |  | 14200 | 18000 | 20.3 | 12.5 | 10.7 | 1.84 | 64 | 101 | 6936997
RHEEM | RO1HFZ12AJ2S | RIFHFZ12AJ2S |  | 12000 | 16000 | 22.7 | 13.1 | 11.2 | 1.9 | 66 | 84 | 210368078
RUUD | ROSH12AFFJ | RIFH12AVFJ |  | 12000 | 16000 | 22.7 | 13.1 | 11.2 | 1.9 | 66 | 84 | 206221512
RUUD | UOSH12AFFJ | RIFH12AVFJ |  | 12000 | 16000 | 22.7 | 13.1 | 11.2 | 1.9 | 66 | 84 | 10595395
RHEEM | ROSH12AFFJ | RIFH12AVFJ |  | 12000 | 16000 | 22.7 | 13.1 | 11.2 | 1.9 | 66 | 84 | 10595394
FUJITSU | AOU12RLFF | AGU12RLF |  | 12000 | 16000 | 22.7 | 13.1 | 11.2 | 1.9 | 66 | 84 | 6936996
RUUD | RO1HFZ09AJ2S | RIFHFZ09AJ2S |  | 9000 | 12000 | 26 | 16 | 11.8 | 1.9 | 63 | 112 | 210368077
RHEEM | RO1HFZ09AJ2S | RIFHFZ09AJ2S |  | 9000 | 12000 | 26 | 16 | 11.8 | 1.9 | 63 | 112 | 210368076
RUUD | ROSH09AFFJ | RIFH09AVFJ |  | 9000 | 12000 | 26 | 16 | 11.8 | 1.9 | 63 | 112 | 206221511
RHEEM | ROSH09AFFJ | RIFH09AVFJ |  | 9000 | 12000 | 26 | 16 | 11.8 | 1.9 | 63 | 112 | 10595392
FUJITSU | AOU9RLFF | AGU9RLF |  | 9000 | 12000 | 26 | 16 | 11.8 | 1.9 | 63 | 112 | 6936995
GOODMAN | MSH243G22MCAA | MSH243G22AXAA |  | 23000 | 26000 | 22.3 | 12.5 | 10.3 | 1.8 | 73 | 88 | 214438123
GOODMAN | MSH093G22MCAA | MSH093G22AXAA |  | 9000 | 12000 | 26.4 | 15.8 | 11.6 | 1.85 | 78 | 92 | 214438122
GOODMAN | MSH183G26MCAA | MSH183G26AXAA |  | 18000 | 20000 | 26.3 | 15.3 | 15.5 | 2.89 | 101 | 120 | 214438121
GOODMAN | MSH123G26MCAA | MSH123G26AXAA |  | 12000 | 12000 | 27.5 | 14.3 | 14.5 | 1.86 | 95 | 113 | 214438120
GOODMAN | MSH093G26MCAA | MSH093G26AXAA |  | 9000 | 12000 | 29 | 16.5 | 22 | 1.86 | 95 | 113 | 214438119
GOODMAN | MSH183G22MCAA | MSH183G22AXAA |  | 18000 | 18000 | 22 | 13 | 10.6 | 1.89 | 62 | 96 | 214438118
GOODMAN | MSH123G22MCAA | MSH123G22AXAA |  | 12000 | 12000 | 23.1 | 13 | 10.5 | 1.88 | 86 | 92 | 214438117
Trane / Mitsubishi Electric | TRUZA0121KA70** | TPKA0A0121LA*** |  | 12000 | 18000 | 21.3 | 13.3 | 10.2 | 2.07 | 59 | 42 | 211497117
Mitsubishi Electric | PUZ-A12NKA7*** | PKA-A12LA* |  | 12000 | 18000 | 21.3 | 13.3 | 10.2 | 2.07 | 59 | 42 | 211546903
FUJITSU | AOUH12KMAS1 | ASUH12KMAS |  | 12000 | 14000 | 27.5 | 13.5 | 11.2 | 2.38 | 62 | 76 | 214390708
FUJITSU | AOUH09KMAS1 | ASUH09KMAS |  | 9000 | 12000 | 30 | 16.4 | 12.6 | 2.32 | 62 | 86 | 214390707
NG Trade | OMEGA181E | IMEGA181E* |  | 18000 | 18000 | 24 | 13.5 | 10.5 | 2.44 | 78 | 71 | 214442655
Trane / Mitsubishi Electric | TRUZA0121KA70** | PKA-A12LA* |  | 12000 | 18000 | 21.3 | 13.3 | 10.2 | 2.07 | 59 | 42 | 214442687
Trane / Mitsubishi Electric | PUZ-A12NKA7*** | TPKA0A0121LA*** |  | 12000 | 18000 | 21.3 | 13.3 | 10.2 | 2.07 | 59 | 42 | 214442686
Mitsubishi Electric | MUZ-FS18NA*** | MSZ-FS18NA*** |  | 17200 | 19000 | 21 | 12.5 | 10.7 | 2 | 67 | 118 | 209832207
Mitsubishi Electric | MUZ-FS06NAH*** | MSZ-FS06NA*** |  | 6000 | 8700 | 32.2 | 19.05 | 10.9 | 2.46 | 68 | 121 | 209832200
Mitsubishi Electric | MUZ-FS15NA*** | MSZ-FS15NA*** |  | 14000 | 16000 | 22.3 | 14 | 10.4 | 2 | 63 | 121 | 209832205
Mitsubishi Electric | MUZ-FS18NAH*** | MSZ-FS18NA*** |  | 17200 | 19000 | 21 | 12.5 | 10.3 | 2 | 67 | 118 | 209832208
Trane / Mitsubishi Electric | MUZ-GS09NA*** | NTXWST09B112** |  | 9000 | 10900 | 28.4 | 15.4 | 10.9 | 2.12 | 60 | 72 | 207705479
Trane / Mitsubishi Electric | MUZ-GS12NA*** | NTXWST12B112** |  | 12000 | 14400 | 25.6 | 13.05 | 10.7 | 2 | 63 | 70 | 207705480
Trane / Mitsubishi Electric | MUZ-GS15NA*** | NTXWST15B112** |  | 14000 | 18000 | 21 | 12.75 | 11 | 2.03 | 67 | 78 | 207705482
Trane / Mitsubishi Electric | MUZ-GS24NA*** | NTXWST24B112** |  | 22400 | 27600 | 21.5 | 12.6 | 10.3 | 2.1 | 64 | 71 | 207705484
Trane / Mitsubishi Electric | MUZ-GS09NAHZ*** | NTXWST09B112** |  | 9000 | 9600 | 28.4 | 15.4 | 9.6 | 2.01 | 59 | 100 | 207705492
Trane / Mitsubishi Electric | MUZ-GS12NAHZ*** | NTXWST12B112** |  | 12000 | 12300 | 21.7 | 13.05 | 9.6 | 1.84 | 62 | 100 | 207705494
Trane / Mitsubishi Electric | MUZ-FS06NA*** | NTXWPH06B112A* |  | 6000 | 8700 | 32.2 | 19.05 | 11.9 | 2.46 | 68 | 121 | 209832980
Trane / Mitsubishi Electric | MUZ-FS09NA*** | NTXWPH09B112A* |  | 9000 | 9600 | 29.8 | 16.05 | 10.9 | 2.4 | 61 | 118 | 209832985
Trane / Mitsubishi Electric | MUZ-FS12NA*** | NTXWPH12B112A* |  | 12000 | 12300 | 26.3 | 13.8 | 11.1 | 2.3 | 68 | 120 | 209832990
Trane / Mitsubishi Electric | MUZ-FS15NA*** | NTXWPH15B112A* |  | 14000 | 16000 | 22.3 | 14 | 10.4 | 2 | 63 | 121 | 209832995
Trane / Mitsubishi Electric | MUZ-FS18NA*** | NTXWPH18B112A* |  | 17200 | 19000 | 21 | 12.5 | 10.7 | 2 | 67 | 118 | 209833000
American Standard / Mitsubishi Electric | MUZ-GS09NA*** | NAXWST09B112** |  | 9000 | 10900 | 28.4 | 15.4 | 10.9 | 2.12 | 60 | 72 | 207705485
American Standard / Mitsubishi Electric | MUZ-GS12NA*** | NAXWST12B112** |  | 12000 | 14400 | 25.6 | 13.05 | 10.7 | 2 | 63 | 70 | 207705487
American Standard / Mitsubishi Electric | MUZ-GS15NA*** | NAXWST15B112** |  | 14000 | 18000 | 21 | 12.75 | 11 | 2.03 | 67 | 78 | 207705488
American Standard / Mitsubishi Electric | MUZ-GS24NA*** | NAXWST24B112** |  | 22400 | 27600 | 21.5 | 12.6 | 10.3 | 2.1 | 64 | 71 | 207705491
American Standard / Mitsubishi Electric | MUZ-FS06NA*** | NAXWPH06B112A* |  | 6000 | 8700 | 32.2 | 19.05 | 11.9 | 2.46 | 68 | 121 | 209832979
American Standard / Mitsubishi Electric | MUZ-FS09NA*** | NAXWPH09B112A* |  | 9000 | 9600 | 29.8 | 16.05 | 10.9 | 2.4 | 61 | 118 | 209832984
American Standard / Mitsubishi Electric | MUZ-FS12NA*** | NAXWPH12B112A* |  | 12000 | 12300 | 26.3 | 13.8 | 11.1 | 2.3 | 68 | 120 | 209832989
American Standard / Mitsubishi Electric | MUZ-FS15NA*** | NAXWPH15B112A* |  | 14000 | 16000 | 22.3 | 14 | 10.4 | 2 | 63 | 121 | 209832994
American Standard / Mitsubishi Electric | MUZ-FS18NA*** | NAXWPH18B112A* |  | 17200 | 19000 | 21 | 12.5 | 10.7 | 2 | 67 | 118 | 209832999
Trane / Mitsubishi Electric | NTXSPH06B112A* | MSZ-FS06NA*** |  | 6000 | 8700 | 32.2 | 19.05 | 11.9 | 2.46 | 68 | 121 | 209832981
Trane / Mitsubishi Electric | NTXSPH09B112A* | MSZ-FS09NA*** |  | 9000 | 9600 | 29.8 | 16.05 | 10.9 | 2.4 | 61 | 118 | 209832986
Trane / Mitsubishi Electric | NTXSPH12B112A* | MSZ-FS12NA*** |  | 12000 | 12300 | 26.3 | 13.8 | 11.1 | 2.3 | 68 | 120 | 209832991
Trane / Mitsubishi Electric | NTXSPH15B112A* | MSZ-FS15NA*** |  | 14000 | 16000 | 22.3 | 14 | 10.4 | 2 | 63 | 121 | 209832996
Trane / Mitsubishi Electric | NTXSPH18B112A* | MSZ-FS18NA*** |  | 17200 | 19000 | 21 | 12.5 | 10.7 | 2 | 67 | 118 | 209833001
Trane / Mitsubishi Electric | NTXSPB06B112A* | MSZ-FS06NA*** |  | 6000 | 8700 | 32.2 | 19.05 | 10.9 | 2.46 | 68 | 121 | 209832983
Trane / Mitsubishi Electric | NTXSPB09B112A* | MSZ-FS09NA*** |  | 9000 | 9600 | 29.8 | 16.05 | 10 | 2.4 | 61 | 118 | 209832988
Trane / Mitsubishi Electric | NTXSPB12B112A* | MSZ-FS12NA*** |  | 12000 | 12300 | 26.3 | 13.8 | 10.4 | 2.3 | 68 | 120 | 209832993
Trane / Mitsubishi Electric | NTXSPB15B112A* | MSZ-FS15NA*** |  | 14000 | 16000 | 22.3 | 14 | 9.9 | 2 | 63 | 121 | 209832998
Trane / Mitsubishi Electric | NTXSPB18B112A* | MSZ-FS18NA*** |  | 17200 | 19000 | 21 | 12.5 | 10.3 | 2 | 67 | 118 | 209833003
Trane / Mitsubishi Electric | NTXSPH06B112A* | NTXWPH06B112A* |  | 6000 | 8700 | 32.2 | 19.05 | 11.9 | 2.46 | 68 | 121 | 209832258
Trane / Mitsubishi Electric | NTXSPH06B112A* | NAXWPH06B112A* |  | 6000 | 8700 | 32.2 | 19.05 | 11.9 | 2.46 | 68 | 121 | 209832982
Trane / Mitsubishi Electric | NTXSPH09B112A* | NAXWPH09B112A* |  | 9000 | 9600 | 29.8 | 16.05 | 10.9 | 2.4 | 61 | 118 | 209832987
Trane / Mitsubishi Electric | NTXSPH12B112A* | NAXWPH12B112A* |  | 12000 | 12300 | 26.3 | 13.8 | 11.1 | 2.3 | 68 | 120 | 209832992
Trane / Mitsubishi Electric | NTXSPH15B112A* | NAXWPH15B112A* |  | 14000 | 16000 | 22.3 | 14 | 10.4 | 2 | 63 | 121 | 209832997
Trane / Mitsubishi Electric | NTXSPH18B112A* | NAXWPH18B112A* |  | 17200 | 19000 | 21 | 12.5 | 10.7 | 2 | 67 | 118 | 209833002
Mitsubishi Electric | MUZ-FS09NAH*** | MSZ-FS09NA*** |  | 9000 | 9600 | 29.8 | 16.05 | 10 | 2.4 | 61 | 118 | 209832202
Mitsubishi Electric | MUZ-FS15NAH*** | MSZ-FS15NA*** |  | 14000 | 16000 | 22.3 | 14 | 9.9 | 2 | 63 | 121 | 209832206
Mitsubishi Electric | MUZ-FS12NAH*** | MSZ-FS12NA*** |  | 12000 | 12300 | 26.3 | 13.8 | 10.4 | 2.3 | 68 | 120 | 209832204
Mitsubishi Electric | MUZ-FS09NA*** | MSZ-FS09NA*** |  | 9000 | 9600 | 29.8 | 16.05 | 10.9 | 2.4 | 61 | 118 | 209832201
Mitsubishi Electric | MUZ-FS12NA*** | MSZ-FS12NA*** |  | 12000 | 12300 | 26.3 | 13.8 | 11.1 | 2.3 | 68 | 120 | 209832203
Trane / Mitsubishi Electric | NTXSPB09B112A* | NTXWPH09B112A* |  | 9000 | 9600 | 29.8 | 16.05 | 10 | 2.4 | 61 | 118 | 213361516
Trane / Mitsubishi Electric | NTXSPB09B112A* | NAXWPH09B112A* |  | 9000 | 9600 | 29.8 | 16.05 | 10 | 2.4 | 61 | 118 | 213361517
Trane / Mitsubishi Electric | NTXSPB12B112A* | NTXWPH12B112A* |  | 12000 | 12300 | 26.3 | 13.8 | 10.4 | 2.3 | 68 | 120 | 213361518
Trane / Mitsubishi Electric | NTXSPB15B112A* | NTXWPH15B112A* |  | 14000 | 16000 | 22.3 | 14 | 9.9 | 2 | 63 | 121 | 213361520
Trane / Mitsubishi Electric | NTXSPB12B112A* | NAXWPH12B112A* |  | 12000 | 12300 | 26.3 | 13.8 | 10.4 | 2.3 | 68 | 120 | 213361519
Trane / Mitsubishi Electric | NTXSPB15B112A* | NAXWPH15B112A* |  | 14000 | 16000 | 22.3 | 14 | 9.9 | 2 | 63 | 121 | 213361521
American Standard / Mitsubishi Electric | MUZ-FS06NAH*** | NAXWPH06B112A* |  | 6000 | 8700 | 32.2 | 19.05 | 10.9 | 2.46 | 68 | 121 | 213879420
American Standard / Mitsubishi Electric | MUZ-FS09NAH*** | NAXWPH09B112A* |  | 9000 | 9600 | 29.8 | 16.05 | 10 | 2.4 | 61 | 118 | 213879421
Trane / Mitsubishi Electric | NTXSPB06B112A* | NTXWPH06B112A* |  | 6000 | 8700 | 32.2 | 19.05 | 10.9 | 2.46 | 68 | 121 | 213361514
Trane / Mitsubishi Electric | NTXSPB18B112A* | NTXWPH18B112A* |  | 17200 | 19000 | 21 | 12.5 | 10.3 | 2 | 67 | 118 | 213361522
Trane / Mitsubishi Electric | NTXSPB06B112A* | NAXWPH06B112A* |  | 6000 | 8700 | 32.2 | 19.05 | 10.9 | 2.46 | 68 | 121 | 213361515
Trane / Mitsubishi Electric | NTXSPB18B112A* | NAXWPH18B112A* |  | 17200 | 19000 | 21 | 12.5 | 10.3 | 2 | 67 | 118 | 213361523
Mitsubishi Electric | MUZ-GS15NAH*** | MSZ-GS15NA*** |  | 14000 | 18000 | 21 | 12.75 | 10.4 | 2.03 | 67 | 78 | 207679249
Mitsubishi Electric | MUZ-GS24NAH*** | MSZ-GS24NA*** |  | 22400 | 27600 | 21.5 | 12.6 | 10.1 | 2.1 | 64 | 71 | 207679251
Trane / Mitsubishi Electric | MUZ-GS18NAHZ*** | NTXWST18B112** |  | 18000 | 19000 | 21.5 | 13.45 | 9.6 | 1.8 | 62 | 100 | 207705496
Trane / Mitsubishi Electric | MUZ-FS06NAH*** | NTXWPH06B112A* |  | 6000 | 8700 | 32.2 | 19.05 | 10.9 | 2.46 | 68 | 121 | 213879425
Trane / Mitsubishi Electric | MUZ-FS09NAH*** | NTXWPH09B112A* |  | 9000 | 9600 | 29.8 | 16.05 | 10 | 2.4 | 61 | 118 | 213879426
Trane / Mitsubishi Electric | MUZ-FS12NAH*** | NTXWPH12B112A* |  | 12000 | 12300 | 26.3 | 13.8 | 10.4 | 2.3 | 68 | 120 | 213879427
Trane / Mitsubishi Electric | MUZ-FS15NAH*** | NTXWPH15B112A* |  | 14000 | 16000 | 22.3 | 14 | 9.9 | 2 | 63 | 121 | 213879428
Trane / Mitsubishi Electric | MUZ-FS18NAH*** | NTXWPH18B112A* |  | 17200 | 19000 | 21 | 12.5 | 10.3 | 2 | 67 | 118 | 213879429
American Standard / Mitsubishi Electric | MUZ-FS12NAH*** | NAXWPH12B112A* |  | 12000 | 12300 | 26.3 | 13.8 | 10.4 | 2.3 | 68 | 120 | 213879422
American Standard / Mitsubishi Electric | MUZ-FS15NAH*** | NAXWPH15B112A* |  | 14000 | 16000 | 22.3 | 14 | 9.9 | 2 | 63 | 121 | 213879423
American Standard / Mitsubishi Electric | MUZ-FS18NAH*** | NAXWPH18B112A* |  | 17200 | 19000 | 21 | 12.5 | 10.3 | 2 | 67 | 118 | 213879424
Trane / Mitsubishi Electric | NTXSPH09B112A* | NTXWPH09B112A* |  | 9000 | 9600 | 29.8 | 16.05 | 10.9 | 2.4 | 61 | 118 | 209832259
Trane / Mitsubishi Electric | NTXSPH12B112A* | NTXWPH12B112A* |  | 12000 | 12300 | 26.3 | 13.8 | 11.1 | 2.3 | 68 | 120 | 209832260
Trane / Mitsubishi Electric | NTXSPH15B112A* | NTXWPH15B112A* |  | 14000 | 16000 | 22.3 | 14 | 10.4 | 2 | 63 | 121 | 209832261
Trane / Mitsubishi Electric | NTXSPH18B112A* | NTXWPH18B112A* |  | 17200 | 19000 | 21 | 12.5 | 10.7 | 2 | 67 | 118 | 209832262
American Standard / Mitsubishi Electric | MUZ-GS09NAHZ*** | NAXWST09B112** |  | 9000 | 9600 | 28.4 | 15.4 | 9.6 | 2.01 | 59 | 100 | 207705499
American Standard / Mitsubishi Electric | MUZ-GS12NAHZ*** | NAXWST12B112** |  | 12000 | 12300 | 21.7 | 13.05 | 9.6 | 1.84 | 62 | 100 | 207705500
American Standard / Mitsubishi Electric | MUZ-GS18NAHZ*** | NAXWST18B112** |  | 18000 | 19000 | 21.5 | 13.45 | 9.6 | 1.8 | 62 | 100 | 207705502
Trane / Mitsubishi Electric | NTXSST09B112** | MSZ-GS09NA*** |  | 9000 | 10900 | 28.4 | 15.4 | 10.9 | 2.12 | 60 | 72 | 207705505
Trane / Mitsubishi Electric | NTXSST12B112** | MSZ-GS12NA*** |  | 12000 | 14400 | 25.6 | 13.05 | 10.7 | 2 | 63 | 70 | 207705506
Trane / Mitsubishi Electric | NTXSST15B112** | MSZ-GS15NA*** |  | 14000 | 18000 | 21 | 12.75 | 11 | 2.03 | 67 | 78 | 207705508
Trane / Mitsubishi Electric | NTXSST24B112** | MSZ-GS24NA*** |  | 22400 | 27600 | 21.5 | 12.6 | 10.3 | 2.1 | 64 | 71 | 207705510
Trane / Mitsubishi Electric | NTXSSH09A112** | MSZ-GS09NA*** |  | 9000 | 9600 | 28.4 | 15.4 | 9.6 | 2.01 | 59 | 100 | 207705524
Trane / Mitsubishi Electric | NTXSSH12A112** | MSZ-GS12NA*** |  | 12000 | 12300 | 21.7 | 13.05 | 9.6 | 1.84 | 62 | 100 | 207705525
Trane / Mitsubishi Electric | NTXSSH18A112** | MSZ-GS18NA*** |  | 18000 | 19000 | 21.5 | 13.45 | 9.6 | 1.8 | 62 | 100 | 207705527
Trane / Mitsubishi Electric | NTXSST09B112** | NTXWST09B112** |  | 9000 | 10900 | 28.4 | 15.4 | 10.9 | 2.12 | 60 | 72 | 207705511
Trane / Mitsubishi Electric | NTXSST12B112** | NTXWST12B112** |  | 12000 | 14400 | 25.6 | 13.05 | 10.7 | 2 | 63 | 70 | 207705512
Trane / Mitsubishi Electric | NTXSST15B112** | NTXWST15B112** |  | 14000 | 18000 | 21 | 12.75 | 11 | 2.03 | 67 | 78 | 207705513
Trane / Mitsubishi Electric | NTXSST24B112** | NTXWST24B112** |  | 22400 | 27600 | 21.5 | 12.6 | 10.3 | 2.1 | 64 | 71 | 207705516
Trane / Mitsubishi Electric | NTXSSH09A112** | NTXWST09B112** |  | 9000 | 9600 | 28.4 | 15.4 | 9.6 | 2.01 | 59 | 100 | 207705529
Trane / Mitsubishi Electric | NTXSSH12A112** | NTXWST12B112** |  | 12000 | 12300 | 21.7 | 13.05 | 9.6 | 1.84 | 62 | 100 | 207705531
Trane / Mitsubishi Electric | NTXSSH18A112** | NTXWST18B112** |  | 18000 | 19000 | 21.5 | 13.45 | 9.6 | 1.8 | 62 | 100 | 207705533
Trane / Mitsubishi Electric | NTXSST09B112** | NAXWST09B112** |  | 9000 | 10900 | 28.4 | 15.4 | 10.9 | 2.12 | 60 | 72 | 207705517
Trane / Mitsubishi Electric | NTXSST12B112** | NAXWST12B112** |  | 12000 | 14400 | 25.6 | 13.05 | 10.7 | 2 | 63 | 70 | 207705519
Trane / Mitsubishi Electric | NTXSST15B112** | NAXWST15B112** |  | 14000 | 18000 | 21 | 12.75 | 11 | 2.03 | 67 | 78 | 207705520
Trane / Mitsubishi Electric | NTXSST24B112** | NAXWST24B112** |  | 22400 | 27600 | 21.5 | 12.6 | 10.3 | 2.1 | 64 | 71 | 207705522
Trane / Mitsubishi Electric | NTXSSH09A112** | NAXWST09B112** |  | 9000 | 9600 | 28.4 | 15.4 | 9.6 | 2.01 | 59 | 100 | 207705536
Trane / Mitsubishi Electric | NTXSSH12A112** | NAXWST12B112** |  | 12000 | 12300 | 21.7 | 13.05 | 9.6 | 1.84 | 62 | 100 | 207705537
Trane / Mitsubishi Electric | NTXSSH18A112** | NAXWST18B112** |  | 18000 | 19000 | 21.5 | 13.45 | 9.6 | 1.8 | 62 | 100 | 207705540
Mitsubishi Electric | MUZ-GS09NA*** | MSZ-GS09NA*** |  | 9000 | 10900 | 28.4 | 15.4 | 10.9 | 2.12 | 60 | 72 | 207679242
Mitsubishi Electric | MUZ-GS12NA*** | MSZ-GS12NA*** |  | 12000 | 14400 | 25.6 | 13.05 | 10.7 | 2 | 63 | 70 | 207679243
Mitsubishi Electric | MUZ-GS15NA*** | MSZ-GS15NA*** |  | 14000 | 18000 | 21 | 12.75 | 11 | 2.03 | 67 | 78 | 207679244
Mitsubishi Electric | MUZ-GS24NA*** | MSZ-GS24NA*** |  | 22400 | 27600 | 21.5 | 12.6 | 10.3 | 2.1 | 64 | 71 | 207679246
Mitsubishi Electric | MUZ-GS09NAH*** | MSZ-GS09NA*** |  | 9000 | 10900 | 28.4 | 15.4 | 10.2 | 2.12 | 60 | 72 | 207679247
Mitsubishi Electric | MUZ-GS12NAH*** | MSZ-GS12NA*** |  | 12000 | 14400 | 25.6 | 13.05 | 10 | 2 | 63 | 70 | 207679248
Mitsubishi Electric | MUZ-GS09NAHZ*** | MSZ-GS09NA*** |  | 9000 | 9600 | 28.4 | 15.4 | 9.6 | 2.01 | 59 | 100 | 207679252
Mitsubishi Electric | MUZ-GS12NAHZ*** | MSZ-GS12NA*** |  | 12000 | 12300 | 21.7 | 13.05 | 9.6 | 1.84 | 62 | 100 | 207679253
Mitsubishi Electric | MUZ-GS18NAHZ*** | MSZ-GS18NA*** |  | 18000 | 19000 | 21.5 | 13.45 | 9.6 | 1.8 | 62 | 100 | 207679255
Mitsubishi Electric | MUZ-FS06NA*** | MSZ-FS06NA*** |  | 6000 | 8700 | 32.2 | 19.05 | 11.9 | 2.46 | 68 | 121 | 209832199
LG | LGU121HSV5 | LGN121HSV5 |  | 12000 | 13600 | 22 | 12.5 | 10 | 1.8 | 60 | 71 | 207348501
LG | LUU189HV | LCN188HV4 |  | 18000 | 18500 | 20.5 | 12.5 | 9.7 | 1.85 | 69 | 88 | 202177384
LG | LUU127HV | LCN128HV4 |  | 11100 | 14000 | 19.4 | 12.6 | 10.35 | 2.13 | 65 | 76 | 203381517
LG | LUU097HV | LCN098HV4 |  | 9000 | 11000 | 20.2 | 13.65 | 10.55 | 2.11 | 64 | 92 | 203381526
LG | LAU180HYV3 | LAN180HYV3 |  | 18000 | 21600 | 24 | 14.4 | 10.8 | 1.8 | 61 | 70 | 204825180
LG | LAU150HYV3 | LAN150HYV3 |  | 15000 | 18000 | 25 | 15 | 11 | 1.8 | 61 | 70 | 204825179
LG | LAU240HYV3 | LAN240HYV3 |  | 22000 | 26000 | 23 | 13 | 10 | 1.8 | 61 | 70 | 204825181
LG | LUU127HV | LQN120HV4 |  | 10200 | 13000 | 20.8 | 12.6 | 10.2 | 2.09 | 71 | 83 | 205049407
LG | LUU097HV | LQN090HV4 |  | 9000 | 10100 | 21 | 12.6 | 10.4 | 1.94 | 67 | 101 | 205049408
LG | LAU090HSV5 | LAN090HSV5 |  | 9000 | 10900 | 23.2 | 14.5 | 10.2 | 1.8 | 61 | 71 | 207348499
LG | LSU181HSV5 | LSN181HSV5 |  | 18000 | 21600 | 22 | 12.55 | 9.5 | 1.8 | 60 | 70 | 207348503
LG | LSU181HSV5 | LAN181HSV5 |  | 18000 | 21600 | 22 | 12.55 | 9.5 | 1.8 | 60 | 70 | 207462345
LG | LAU090HSV5 | LSN090HSV5 |  | 9000 | 10900 | 23.2 | 14.5 | 10.2 | 1.8 | 61 | 71 | 209937038
LG | LUU090HV | LCN098HV4 |  | 9000 | 11000 | 20.2 | 13.65 | 10.55 | 2.11 | 64 | 92 | 211234500
LG | LUU090HV | LQN090HV4 |  | 9000 | 10100 | 21 | 12.6 | 10.4 | 1.94 | 67 | 101 | 211234501
LG | LUU120HV | LCN128HV4 |  | 11100 | 14000 | 19.4 | 12.6 | 10.35 | 2.13 | 65 | 76 | 211234502
LG | LUU120HV | LQN120HV4 |  | 10200 | 13000 | 20.8 | 12.6 | 10.2 | 2.09 | 71 | 83 | 211234503
LG | LUU180HV | LCN188HV4 |  | 18000 | 18500 | 20.5 | 12.5 | 9.7 | 1.85 | 69 | 88 | 211234504
LG | LUU360HV | LCN369HV |  | 36000 | 40000 | 21 | 12.5 | 10 | 2.1 | 60 | 88 | 211234508
LG | LUU240HV | LCN249HV |  | 23000 | 27000 | 20 | 11.7 | 10.2 | 2.07 | 64 | 79 | 211234513
LG | LUU420HV | LCN429HV |  | 42000 | 47000 | 19.3 | 10.45 | 10.05 | 1.96 | 60 | 83 | 211234514
Gridless | O-AYD24SD-1 | I-AYD24W-1 |  | 24000 | 26000 | 21 | 12.5 | 10 | 1.75 | 60 | 70 | 213265555
PIONEER | YN024GHFI25RPH | WF024GHFI25HLH |  | 24000 | 26000 | 21 | 12.5 | 10 | 1.75 | 60 | 70 | 211583737
AIR-CON | ABHCI4H4S24 | ABHEM4H4S24 |  | 24000 | 26000 | 21 | 12.5 | 10 | 1.75 | 60 | 70 | 211583436
PIONEER | YN018GHFI25RPH | WF018GHFI25HLH |  | 18000 | 19000 | 20.5 | 13.2 | 9.5 | 1.8 | 55 | 70 | 211583736
ZEPHYR | ZE-24UH24SCO | ZE-24UH24SCI |  | 24000 | 26000 | 21 | 12.5 | 10 | 1.75 | 60 | 70 | 208287545
Innovair | WIN18H7H51(O) | WIN18H7H51(I) |  | 18000 | 19000 | 20.5 | 13.2 | 9.5 | 1.8 | 55 | 70 | 208286575
Innovair | WIN24H7H51(O) | WIN24H7H51(I) |  | 24000 | 26000 | 21 | 12.5 | 10 | 1.75 | 60 | 70 | 208286577
ZEPHYR | ZE-18UH24SCO | ZE-18UH24SCI |  | 18000 | 19000 | 20.5 | 13.2 | 9.5 | 1.8 | 55 | 70 | 208287543
HISENSE | AS-24UW3SKK00 | AS-24UW3SKK**00 |  | 24000 | 26000 | 21 | 12.5 | 10 | 1.75 | 60 | 70 | 208193235
GENERALLUX STAR | GNS-18HCH21TO2 | GNS-18HCH21TI2 |  | 18000 | 19000 | 20.5 | 13.2 | 9.5 | 1.8 | 55 | 70 | 213617769
Gridless | O-AYD18SD-1 | I-AYD18W-1 |  | 18000 | 19000 | 20.5 | 13.2 | 9.5 | 1.8 | 55 | 70 | 213265554
GENERALLUX STAR | AST-18UW3SBBTU01(O) | AST-18UW3SBBTU01(I) |  | 18000 | 19000 | 20.5 | 13.2 | 9.5 | 1.8 | 55 | 70 | 212292445
ZEPHYR | ZE-12UH24SCO | ZE-12UH24SCI |  | 12000 | 12000 | 23.5 | 12.7 | 9.5 | 2.05 | 57 | 70 | 208287541
AIR-CON | ABHCI4H4S18 | ABHEM4H4S18 |  | 18000 | 19000 | 20.5 | 13.2 | 9.5 | 1.8 | 55 | 70 | 211583435
GENERALLUX STAR | AST-12UW3SXETU02(O) | AST-12UW3SXETU02(I) |  | 12000 | 12000 | 23.5 | 12.7 | 9.5 | 2.05 | 57 | 70 | 212292444
HISENSE | AST-18UW3SBB01 | AST-18UW3SBB**01 |  | 18000 | 19000 | 20.5 | 13.2 | 9.5 | 1.8 | 55 | 70 | 208193234
AIR-CON | ABHCI4H4S12 | ABHEM4H4S12 |  | 12000 | 12000 | 23.5 | 12.7 | 9.5 | 2.05 | 57 | 70 | 211583438
GENERALLUX STAR | GNS-12HCH23TO2 | GNS-12HCH23TI2 |  | 12000 | 12000 | 23.5 | 12.7 | 9.5 | 2.05 | 57 | 70 | 213617768
Gridless | O-AYD12SD-1 | I-AYD12W-1 |  | 12000 | 12000 | 23.5 | 12.7 | 9.5 | 2.05 | 57 | 70 | 213265553
PIONEER | YN012GHFI25RPH | WF012GHFI25HLH |  | 12000 | 12000 | 23.5 | 12.7 | 9.5 | 2.05 | 57 | 70 | 211583712
Innovair | WIN12H7H51(O) | WIN12H7H51(I) |  | 12000 | 12000 | 23.5 | 12.7 | 9.5 | 2.05 | 57 | 70 | 208286574
HISENSE | AST-12UW3SXE02 | AST-12UW3SXE**02 |  | 12000 | 12000 | 23.5 | 12.7 | 9.5 | 2.05 | 57 | 70 | 208193233
Multi MFG | 9HHC0-HP-A | 9HHW0-HP-A |  | 9000 | 10000 | 25.5 | 14.5 | 10.5 | 2.05 | 55 | 70 | 211583738
Innovair | WIN09H7H51(O) | WIN09H7H51(I) |  | 9000 | 10000 | 25.5 | 14.5 | 10.5 | 2.05 | 55 | 70 | 208286573
Gridless | O-AYD09SD-1 | I-AYD09W-1 |  | 9000 | 10000 | 25.5 | 14.5 | 10.5 | 2.05 | 55 | 70 | 213265552
AIR-CON | ABHCI4H4S09 | ABHEM4H4S09 |  | 9000 | 10000 | 25.5 | 14.5 | 10.5 | 2.05 | 55 | 70 | 211583437
ZEPHYR | ZE-09UH24SCO | ZE-09UH24SCI |  | 9000 | 10000 | 25.5 | 14.5 | 10.5 | 2.05 | 55 | 70 | 208287539
PIONEER | YN009GHFI25RPH | WF009GHFI25HLH |  | 9000 | 10000 | 25.5 | 14.5 | 10.5 | 2.05 | 55 | 70 | 211583711
HISENSE | AST-09UW3SXE01 | AST-09UW3SXE**01 |  | 9000 | 10000 | 25.5 | 14.5 | 10.5 | 2.05 | 55 | 70 | 208193232
ForestAir | FA-H12-D23TL/O-ES | FA-H12-D23TL/I-ES |  | 12000 | 12000 | 23 | 13 | 9.5 | 1.8 | 63 | 76 | 207797362
Klimaire | KOIU12H2-1 | KIWU12H2-1A |  | 12000 | 12000 | 23 | 13 | 9.5 | 1.8 | 63 | 76 | 213244568
DAIZUKI | DXTH12C426A-23 | DXTH12E426A-23 |  | 12000 | 12000 | 23 | 13 | 9.5 | 1.8 | 63 | 76 | 211158693
TURBRO | GL12K230-O | GL12K230-I |  | 12000 | 12000 | 23 | 13 | 9.5 | 1.8 | 63 | 76 | 212386867
ZOKOP | TSC-12HA2/I3XI23-O | TSC-12HA2/I3XI23-I |  | 12000 | 12000 | 23 | 13 | 9.5 | 1.8 | 63 | 76 | 213927374
COMFORTSTAR | CHT12CD-23(O) | CHT12CD-23(I) |  | 12000 | 12000 | 23 | 13 | 9.5 | 1.8 | 63 | 76 | 213803145
Pioneer | YN012GLFI22RPD | WT012GLFI22HLD |  | 12000 | 12000 | 23 | 13 | 9.5 | 1.8 | 63 | 76 | 207743769
AIR-CON | ALPCI4H4E12 | ALPEM4H4E12 |  | 12000 | 12000 | 23 | 13 | 9.5 | 1.8 | 63 | 76 | 211694652
Clima Smart | MCH12-CS-S23-230V-O | MCH12-CS-S23-230V-I |  | 12000 | 12000 | 23 | 13 | 9.5 | 1.8 | 63 | 76 | 213148996
GENERALLUX | TSC-GL-12HA2/I3TO23 | TSC-GL-12HA2/I3TI23 |  | 12000 | 12000 | 23 | 13 | 9.5 | 1.8 | 63 | 76 | 209457664
FUJIECO | FES-12H2TK-ES(O) | FES-12H2TK-ES(I) |  | 12000 | 12000 | 23 | 13 | 9.5 | 1.8 | 63 | 76 | 211306452
TOP LIFE | TOP-12HA2/TI23-O | TOP-12HA2/TI23-I |  | 12000 | 12000 | 23 | 13 | 9.5 | 1.8 | 63 | 76 | 210448881
KANIONco | KWSM-12IR410AHS23 | KWSM-12IR410AHS23 |  | 12000 | 12000 | 23 | 13 | 9.5 | 1.8 | 63 | 76 | 209248937
SKM AIR CONDITIONING EQUIPMENT | MSKM-12 | MSKM-12 |  | 12000 | 12000 | 23 | 13 | 9.5 | 1.8 | 63 | 76 | 208842429
DELLA | 048-TP-12K2V-23S-OUT | 048-TP-12K2V-23S-IN |  | 12000 | 12000 | 23 | 13 | 9.5 | 1.8 | 63 | 76 | 213927343
Dawes | DAWES-CHD12USA | DAWES-CHD12USA |  | 12000 | 12000 | 23 | 13 | 9.5 | 1.8 | 63 | 76 | 212394361
ZERO | ZMSB-12HVT-USHH | ZMSB-12HVT-USHH |  | 12000 | 12000 | 23 | 13 | 9.5 | 1.8 | 63 | 76 | 212349507
Rovsun | TSC-12HA2/I3XI23-O | TSC-12HA2/I3XI23-I |  | 12000 | 12000 | 23 | 13 | 9.5 | 1.8 | 63 | 76 | 213927362
AIRGREAN | AG-12IR410AHS23 | AG-12IR410AHS23 |  | 12000 | 12000 | 23 | 13 | 9.5 | 1.8 | 63 | 76 | 207874690
Pasapair | AMZSAC-OU11V-12TC | AMZSAC-IN11V-12TC |  | 12000 | 12000 | 23 | 13 | 9.5 | 1.8 | 63 | 76 | 213928554
ApooDr | ATPRO23-12H220V1B | ATPRO23-12H220V1A |  | 12000 | 12000 | 23 | 13 | 9.5 | 1.8 | 63 | 76 | 212390861
TCL | TSC-12HA2/I3TI23 | TSC-12HA2/I3TI23-I |  | 12000 | 12000 | 23 | 13 | 9.5 | 1.8 | 63 | 76 | 207688890
PULAIR | MOSH- 1121AC | MISH- 1121AC |  | 12000 | 12000 | 22.7 | 12.5 | 10.4 | 2.06 | 74 | 56 | 214311520
PULAIR | MOSH-1092AC | MISH-1092AC |  | 9000 | 10000 | 24 | 14.7 | 11.6 | 2.25 | 81 | 75 | 214312533
PULAIR | MOSH-1121AC | MISH-1121AC |  | 12000 | 12000 | 22.7 | 12.5 | 10.4 | 2.06 | 74 | 56 | 214312532
PULAIR | MOSH- 1092AC | MISH- 1092AC |  | 9000 | 10000 | 24 | 14.7 | 11.6 | 2.25 | 81 | 75 | 214311521
PULAIR | MOSH-1182AC | MISH-1182AC |  | 18000 | 18000 | 24 | 13.5 | 10.5 | 2.44 | 78 | 71 | 214312534
PULAIR | MOSH-1182AC | MISH- 1182AC |  | 18000 | 18000 | 24 | 13.5 | 10.5 | 2.44 | 78 | 71 | 214311522
LG | LUU480HHV | LCN489HV |  | 48000 | 52000 | 17.5 | 12.5 | 10.65 | 2.2 | 63 | 78 | 205788771
LG | LUU360HHV | LCN369HV |  | 36000 | 40000 | 21.5 | 12.6 | 10.55 | 2.1 | 64 | 93 | 205788768
LG | LUU420HHV | LCN429HV |  | 42000 | 48000 | 19.5 | 12.8 | 10.75 | 2.2 | 61 | 83 | 205788765
LG | LUU240HHV | LCN249HV |  | 24000 | 27000 | 21 | 12.6 | 10.2 | 1.81 | 64 | 102 | 205788764
LG | LAU120HYV3 | LAN120HYV3 |  | 12000 | 13600 | 25.5 | 13.8 | 11.2 | 1.85 | 61 | 71 | 204825178
LG | LAU090HYV3 | LAN090HYV3 |  | 9000 | 11000 | 27 | 15.8 | 13.5 | 1.85 | 61 | 70 | 204825177
COMFORTSTAR | CZP18CD(O) | T1W18P |  | 18000 | 19000 | 21.8 | 12.5 | 10.7 | 2.3 | 64 | 69 | 214594915
COMFORTSTAR | CZP12CD(O) | T1W12P |  | 12000 | 12500 | 22 | 12.6 | 9.8 | 2.21 | 62 | 62 | 214594914
COMFORTSTAR | CZP09CD(O) | T1W9P |  | 9000 | 11000 | 22.5 | 13 | 11.5 | 2.34 | 73 | 70 | 214594913
COMFORTSTAR | CHF18CD(O) | T1W18P |  | 16700 | 20000 | 19.8 | 12.5 | 11.2 | 1.93 | 73 | 84 | 214594912
COMFORTSTAR | CHF12CD(O) | T1W12P |  | 12000 | 12500 | 23 | 13 | 10 | 1.8 | 76 | 88 | 214594911
COMFORTSTAR | CHF09CD(O) | T1W9P |  | 9000 | 10900 | 24 | 13 | 12.4 | 1.8 | 90 | 96 | 214594910
FRANKLIN | MSH183F25MCAA | MST183E20ACAA |  | 16000 | 17000 | 20 | 12.5 | 9.5 | 1.75 | 92 | 94 | 214594906
FRANKLIN | MSH123F25MCAA | MST123E20ACAA |  | 12000 | 12000 | 22.3 | 12.7 | 10.2 | 1.89 | 83 | 94 | 214594905
GOODMAN | MSH183G22MCAA | MST183E20ACAA |  | 16000 | 17000 | 20 | 12.5 | 9.5 | 1.75 | 92 | 94 | 214594901
GOODMAN | MSH123G22MCAA | MST123E20ACAA |  | 12000 | 12000 | 22.3 | 12.7 | 10.2 | 1.89 | 83 | 94 | 214594900