## M&A
Avoided Cost Data Set | Options
AESC 2018 | LEI High | AESC 2016 | AESC 2018
Net or Gross
Net | Net | Gross
Include Incentives to Freeriders as Cost
Yes | Yes | No
Year 1
2019 | >=2018
Default Real Discount Rate | PUC | AESC | 10 yr + 2% - inflation
2.8 | 6.5 | 2.43 | 2.8
RGGI Real Discount Rate
2.8
Avoided Costs are in Real Dollars. Discount Rates must be enter as real discount rate.
Note on A14: Author: value used when defaultDR is selected. RGGI DR is always set to 2.43. Blended is the average of the default and RGGI.
Note on A17: Author: value used when RGGI DR is selected. Blended is the average of the default and RGGI.

## Measures
[53 empty] | 0 |  | 0 | [12 empty] | AG<row> | AH<row> | [47 empty] | 1 | 2 | 3 | 4 | 5 | 6 | 7 | 8 | 9 | 10 | 1 | 2 | 3 | 4 | 5 | 6 | 7 | 8 | 9 | 10 | 1 | 2 | 3 | 4 | 5 | 6 | 7 | 8 | 9 | 10 | 1 | 2 | 3 | 4 | 5 | 6 | 7 | 8 | 9 | 10 | 1 | 2 | 3 | 4 | 5 | 6 | 7 | 8 | 9 | 10 | 1 | 2 | 3 | 4 | 5 | 6 | 7 | 8 | 9 | 10 | 1 | 2 | 3 | 4 | 5 | 6 | 7 | 8 | 9 | 10 | 1 | 2 | 3 | 4 | 5 | 6 | 7 | 8 | 9 | 10 | 1 | 2 | 3 | 4 | 5 | 6 | 7 | 8 | 9 | 10 | 1 | 2 | 3 | 4 | 5 | 6 | 7 | 8 | 9 | 10 | 1 | 2 | 3 | 4 | 5 | 6 | 7 | 8 | 9 | 10 | 1 | 2 | 3 | 4 | 5 | 6 | 7 | 8 | 9 | 10
[5 empty] | Formula | [22 empty] | Factors | [13 empty] | Representative Parameters - used to calculate representative savings for measures that do no use deemed savings. | [19 empty] | Representative Savings | [13 empty] | Avoided Cost |  | Respresentative Benefits and Costs (adjusted gross) | [14 empty] | NTG | Measure Screening |  | Incentive |  |  |  | Helper Columns used to translate effRT algorithms into Excel formulas. These columns have no impact on savings values once Excel formulas are created.
Program Name | Measure Name | Measure Code | Pricing Effective Date | Pricing Effective End Date | Measure Cost Method | Measure Cost | Measure Cost Cap | Incentive Method | Incentive | Incentive Cap | Savings Effective Date | Savings Effective End Date | Savings Method | kWh | kWh Min | kWh Max | kW | kW Min | kW Max | Winter kW | Summer kW | Therms | Propane | Heating Oil | Kerosene | Wood | Water | Factor Effective Date | Factor Effective End Date | Useful Life | Winter CF | Summer CF | EPF Winter Peak | EPF Winter Off Peak | EPF Summer Peak | EPF Summer Off Peak | ISR | RRe | RRd | FR | SO | Name | Value | Name | Value | Name | Value | Name | Value | Name | Value | Name | Value | Name | Value | Name | Value | Name | Value | Name | Value | kWh |  |  | kW |  |  | Winter kW | Summer kW | Therms | Propane | Heating Oil | Kerosene | Wood | Water | Customer Type (Res/Com) | Discount Rate | Electric Energy Benefit | Electric Demand Benefit | NG Benefit | Oil Benefit | Kerosene Benefit | Propane Benefit | Wood Benefit | Water Benefit | Energy & Water Benefits | Fuel Costs | Non-energy Benefits | Measure Cost | Discounted Future O&M (decreased future O&M entered as a positive value) | Discounted future replacement costs (decreased future replacement cost entered as a positive value) | Fuel + Measure Cost | NTG = 1 if Gross, NTG = 1-FR+SO if Net | TRC_net | Include (1 - yes, 0 - no) | Incentive Per Unit | % (if applicable) | Funding |  | Measure Cost | kWh |  |  | kW |  |  | Winter kW | Summer kW | Therms | Propane | Heating Oil | Kerosene | Wood | Water | AG | AH | AS | AU | AW | AY | BA | BC | BE | BG | BI | BK | [110 empty] | 7
AAA | Reference Calcs | [60 empty] | 0 |  |  | 0 |  |  | 0 | 0 | 0 | 0 | 0 | 0 | 0 | 0 | Res | Default DR | 0 | 0 | 0 | 0 | 0 | 0 | 0 | 0 | 0 | 0 |  | 0 |  |  | 0 | 100% | #DIV/0! |  | 0 |  |  |  | 0 | 0 | 0 | 0 | 0 | 0 | 0 | 0 | 0 | 0 | 0 | 0 | 0 | 0 | 0 | [122 empty] | 0
Affordable Heat Initiative - Electric | Air Sealing LIHESP | LAA | 2018-07-01 | 2019-06-30 | Per Measure | 1080 | 0 | Manual Entry | $0.00 | 0 | 2018-07-01 | 2019-06-30 | Calculated | 2013 |  |  | 0.034 |  |  | 0.44 | 0.034 | [5 empty] | 0.0000 | 2018-07-01 | 2019-06-30 | 15 | 1 | 1 | 0.385 | 0.541 | 0.033 | 0.04 | 1 | 1 | 1 | 0 | 0 | [20 empty] | 2013 | 0 | 0 | 0.034 | 0 | 0 | 0.44 | 0.034 | 0 | 0 | 0 | 0 | 0 | 0 | Res | Default DR | 1460.9841 | 872.2034 | 0 | 0 | 0 | 0 | 0 | 0 | 2333.1875 | 0 |  | 1080 |  |  | 1080 | 100% | 2.1604 | 1 | 550 |  | Electric |  | X=1080 | X=2013 | 0 | 0 | X=0.034 | 0 | 0 | X=0.44 | X=0.034 | 0 | 0 | 0 | 0 | 0 | X=0.0000 | AG: {Factor:WinterCF}; AH: {Factor:SummerCF} | [110 empty] | 0
Affordable Heat Initiative - Electric | Attic Insulation LIHESP | LBA | 2018-07-01 | 2019-06-30 | Per Measure | 2104 | 0 | Manual Entry | $0.00 | 0 | 2018-07-01 | 2019-06-30 | Calculated | 3699 |  |  | 0.063 |  |  | 0.808 | 0.063 | [5 empty] | 0.0000 | 2018-07-01 | 2019-06-30 | 25 | 1 | 1 | 0.385 | 0.541 | 0.033 | 0.04 | 1 | 1 | 1 | 0 | 0 | [20 empty] | 3699 | 0 | 0 | 0.063 | 0 | 0 | 0.808 | 0.063 | 0 | 0 | 0 | 0 | 0 | 0 | Res | Default DR | 3902.3531 | 2532.2201 | 0 | 0 | 0 | 0 | 0 | 0 | 6434.5731 | 0 |  | 2104 |  |  | 2104 | 100% | 3.0583 | 1 | 1000 |  | Electric |  | X=2104 | X=3699 | 0 | 0 | X=0.063 | 0 | 0 | X=0.808 | X=0.063 | 0 | 0 | 0 | 0 | 0 | X=0.0000 | AG: {Factor:WinterCF}; AH: {Factor:SummerCF} | [110 empty] | 0
Affordable Heat Initiative - Electric | Basement Insulation LIHESP | LBB | 2018-07-01 | 2019-06-30 | Per Measure | 2452 | 0 | Manual Entry | $0.00 | 0 | 2018-07-01 | 2019-06-30 | Calculated | 8718 |  |  | 0 |  |  | 1.918 | 0 | [5 empty] | 0.0000 | 2018-07-01 | 2019-06-30 | 25 | 1 | 1 | 0.401 | 0.585 | 0.002 | 0.011 | 1 | 1 | 1 | 0 | 0 | [20 empty] | 8718 | 0 | 0 | 0 | 0 | 0 | 1.918 | 0 | 0 | 0 | 0 | 0 | 0 | 0 | Res | Default DR | 9272.0064 | 5785.3461 | 0 | 0 | 0 | 0 | 0 | 0 | 15057.3525 | 0 |  | 2452 |  |  | 2452 | 100% | 6.1408 | 1 | 1000 |  | Electric |  | X=2452 | X=8718 | 0 | 0 | X=0 | 0 | 0 | X=1.918 | X=0 | 0 | 0 | 0 | 0 | 0 | X=0.0000 | AG: {Factor:WinterCF}; AH: {Factor:SummerCF} | [110 empty] | 0
Affordable Heat Initiative - Electric | Wall Insulation LIHESP | LBW | 2018-07-01 | 2019-06-30 | Per Measure | 3082 | 0 | Manual Entry | $0.00 | 0 | 2018-07-01 | 2019-06-30 | Calculated | 11815 |  |  | 0.201 |  |  | 2.582 | 0.201 | [5 empty] | 0.0000 | 2018-07-01 | 2019-06-30 | 25 | 1 | 1 | 0.385 | 0.541 | 0.033 | 0.04 | 1 | 1 | 1 | 0 | 0 | [20 empty] | 11815 | 0 | 0 | 0.201 | 0 | 0 | 2.582 | 0.201 | 0 | 0 | 0 | 0 | 0 | 0 | Res | Default DR | 12464.5314 | 8091.3405 | 0 | 0 | 0 | 0 | 0 | 0 | 20555.8719 | 0 |  | 3082 |  |  | 3082 | 100% | 6.6697 | 1 | 1000 |  | Electric |  | X=3082 | X=11815 | 0 | 0 | X=0.201 | 0 | 0 | X=2.582 | X=0.201 | 0 | 0 | 0 | 0 | 0 | X=0.0000 | AG: {Factor:WinterCF}; AH: {Factor:SummerCF} | [110 empty] | 0
Affordable Heat Initiative - Electric | Ductless HP Low Income | LCH | 2018-07-01 | 2019-06-30 | Calculated | {Project Cost} | 0 | Manual Entry | $0.00 | 0 | 2018-07-01 | 2019-06-30 | Modeled | [14 empty] | 2018-07-01 | 2019-06-30 | 18 | 1 | 1 | 0.39644 | 0.55367 | 0.021088 | 0.028982 | 1 | 1 | 1 | 0 | 0 | {Project Cost} | 2200 | [18 empty] | 4076.3437 | [5 empty] | 0.9702 | 0.036187 | 0 | 0 | 0 | 0 | 0 | 0 | Res | Default DR | 3416.7541 | 2226.1054 | 0 | 0 | 0 | 0 | 0 | 0 | 5642.8595 | 0 |  | 2200 |  |  | 2200 | 100% | 2.5649 | 1 | 2000 |  | Electric |  | X=AS9 | 0 | 0 | 0 | 0 | 0 | 0 | 0 | 0 | 0 | 0 | 0 | 0 | 0 | 0 | AG: {Factor:WinterCF}; AH: {Factor:SummerCF}; AS: {Project Cost} | {Project Cost} | [109 empty] | 1
Affordable Heat Initiative - Electric | Energy Upgrade Bundle LIHESP | LUB | 2018-07-01 | 2019-06-30 | Calculated | {Project Cost} | 0 | Manual Entry | $0.00 | 0 | 2018-07-01 | 2019-06-30 | Calculated | if({Number of Aerators}>0,283+({Number of Aerators}-1)*29,0)+{Number of Showerheads}*150+{Underbelly}*5962+{Seal and Insulate Openings}*152+{Seal/Insulate Pipes/Ducts}*1622+2013 |  |  | if({Number of Aerators}>0,0.023+({Number of Aerators}-1)*0.002,0)+{Number of Showerheads}*0.012+{Underbelly}*3.4+{Seal and Insulate Openings}*0.087+{Seal/Insulate Pipes/Ducts}*1.614+0.034 |  |  | if({Number of Aerators}>0,0.0003+({Number of Aerators}-1)*0.000008,0)+{Number of Showerheads}*0.0001+{Underbelly}*3.4+{Seal and Insulate Openings}*0.087+{Seal/Insulate Pipes/Ducts}*1.614+0.44 | if({Number of Aerators}>0,0.0002+({Number of Aerators}-1)*0.000006,0)+{Number of Showerheads}*0.00006+{Seal/Insulate Pipes/Ducts}*0.006+0.034 | [5 empty] | if({Number of Aerators}>0,2696+({Number of Aerators}-1)*333,0)+{Number of Showerheads}*1200 | 2018-07-01 | 2019-06-30 | 15 | 1 | 1 | 0.385 | 0.541 | 0.033 | 0.04 | 1 | 1 | 1 | 0 | 0 | {Project Cost} | 600 | {Number of Aerators} | 0 | {Number of Showerheads} | 0 | {Underbelly} | 0 | {Seal and Insulate Openings} | 0 | {Seal/Insulate Pipes/Ducts} | 0 | [8 empty] | 2013 | 0 | 0 | 0.034 | 0 | 0 | 0.44 | 0.034 | 0 | 0 | 0 | 0 | 0 | 0 | Res | Default DR | 1460.9841 | 872.2034 | 0 | 0 | 0 | 0 | 0 | 0 | 2333.1875 | 0 |  | 600 |  |  | 600 | 100% | 3.8886 | 1 | 550 |  | Electric |  | X=AS10 | X=if(AU10>0,283+(AU10-1)*29,0)+AW10*150+AY10*5962+BA10*152+BC10*1622+2013 | 0 | 0 | X=if(AU10>0,0.023+(AU10-1)*0.002,0)+AW10*0.012+AY10*3.4+BA10*0.087+BC10*1.614+0.034 | 0 | 0 | X=if(AU10>0,0.0003+(AU10-1)*0.000008,0)+AW10*0.0001+AY10*3.4+BA10*0.087+BC10*1.614+0.44 | X=if(AU10>0,0.0002+(AU10-1)*0.000006,0)+AW10*0.00006+BC10*0.006+0.034 | 0 | 0 | 0 | 0 | 0 | X=if(AU10>0,2696+(AU10-1)*333,0)+AW10*1200 | {Factor:WinterCF} | {Factor:SummerCF} | {Project Cost} | {Number of Aerators} | {Number of Showerheads} | {Underbelly} | {Seal and Insulate Openings} | {Seal/Insulate Pipes/Ducts} |  |  |  |  | {Project Cost} | [9 empty] | {Number of Aerators} | {Number of Aerators} | {Number of Showerheads} | {Underbelly} | {Seal and Insulate Openings} | {Seal/Insulate Pipes/Ducts} |  |  |  |  | {Number of Aerators} | {Number of Aerators} | {Number of Showerheads} | {Underbelly} | {Seal and Insulate Openings} | {Seal/Insulate Pipes/Ducts} |  |  |  |  | {Number of Aerators} | {Number of Aerators} | {Number of Showerheads} | {Underbelly} | {Seal and Insulate Openings} | {Seal/Insulate Pipes/Ducts} |  |  |  |  | {Number of Aerators} | {Number of Aerators} | {Number of Showerheads} | {Seal/Insulate Pipes/Ducts} | [56 empty] | {Number of Aerators} | {Number of Aerators} | {Number of Showerheads} | [7 empty] | 6
Affordable Heat Initiative - Electric | Window Insert AHI | LWI | 2018-07-01 | 2019-06-30 | Calculated | 2.52*{SQFT} | 0 | Manual Entry | $0.00 | 0 | 2018-07-01 | 2019-06-30 | Calculated | 12.143*{SQFT} |  |  | 0.002671*{SQFT} |  |  | 0.002671*{SQFT} | 0 | [5 empty] | 0.0000 | 2018-07-01 | 2019-06-30 | 4 | 0 | 0 | 0.398 | 0.561 | 0.01 | 0.031 | 1 | 1 | 1 | 0 | 0 | {SQFT} | 100 | [18 empty] | 1214.3 | 0 | 0 | 0.2671 | 0 | 0 | 0.2671 | 0 | 0 | 0 | 0 | 0 | 0 | 0 | Res | Default DR | 268.5965 | 147.5816 | 0 | 0 | 0 | 0 | 0 | 0 | 416.1781 | 0 |  | 252 |  |  | 252 | 100% | 1.6515 | 1 | 252 | 100% | Electric |  | X=2.52*AS11 | X=12.143*AS11 | 0 | 0 | X=0.002671*AS11 | 0 | 0 | X=0.002671*AS11 | X=0 | 0 | 0 | 0 | 0 | 0 | X=0.0000 | AG: {Factor:WinterCF}; AH: {Factor:SummerCF}; AS: {SQFT} | {SQFT} | [9 empty] | {SQFT} | [9 empty] | {SQFT} | [9 empty] | {SQFT} | [79 empty] | 1
Affordable Heat Initiative - Electric | [9 empty] | 0 | [89 empty] | 0 | 0 | 0 | 0 | 0 | 0 | 0 | 0 | 0 | 0 | 0 | 0 | 0 | 0 | 0 | AG: {Factor:WinterCF}; AH: {Factor:SummerCF} | [110 empty] | 0
Affordable Heat Initiative - Natural Gas | Attic Insulation LIHESP | LBA | 2018-07-01 | 2019-06-30 | Per Measure | 2104 | 0 | Manual Entry | $0.00 | 0 | 2018-07-01 | 2019-06-30 | Calculated | 62 |  |  | 0.16 |  |  | 0.0000 | 0.16 | 39.6*10 |  |  |  |  | 0.0000 | 2018-07-01 | 2019-06-30 | 25 | 0 | 1 | 0 | 0 | 0.666 | 0.301 | 1 | 1 | 1 | 0 | 0 | [20 empty] | 62 | 0 | 0 | 0.16 | 0 | 0 | 0 | 0.16 | 396 | 0 | 0 | 0 | 0 | 0 | Res | Default DR | 55.9862 | 241.3075 | 5587.9861 | 0 | 0 | 0 | 0 | 0 | 5885.2797 | 0 |  | 2104 |  |  | 2104 | 100% | 2.7972 | 1 | 1000 |  | NG |  | X=2104 | X=62 | 0 | 0 | X=0.16 | 0 | 0 | X=0.0000 | X=0.16 | X=39.6*10 | 0 | 0 | 0 | 0 | X=0.0000 | AG: {Factor:WinterCF}; AH: {Factor:SummerCF} | [110 empty] | 0
Affordable Heat Initiative - Natural Gas | Basement Insulation LIHESP | LBB | 2018-07-01 | 2019-06-30 | Per Measure | 2452 | 0 | Manual Entry | $0.00 | 0 | 2018-07-01 | 2019-06-30 | Calculated | 0 |  |  | 0 |  |  | 0.0000 | 0 | 36.950*10 |  |  |  |  | 0.0000 | 2018-07-01 | 2019-06-30 | 25 | 0 | 0 | 0 | 0 | 0 | 0 | 1 | 1 | 1 | 0 | 0 | [20 empty] | 0 | 0 | 0 | 0 | 0 | 0 | 0 | 0 | 369.5 | 0 | 0 | 0 | 0 | 0 | Res | Default DR | 0 | 0 | 5214.0426 | 0 | 0 | 0 | 0 | 0 | 5214.0426 | 0 |  | 2452 |  |  | 2452 | 100% | 2.1264 | 1 | 1000 |  | NG |  | X=2452 | X=0 | 0 | 0 | X=0 | 0 | 0 | X=0.0000 | X=0 | X=36.950*10 | 0 | 0 | 0 | 0 | X=0.0000 | AG: {Factor:WinterCF}; AH: {Factor:SummerCF} | [110 empty] | 0
Affordable Heat Initiative - Natural Gas | Wall Insulation LIHESP | LBW | 2018-07-01 | 2019-06-30 | Per Measure | 3082 | 0 | Manual Entry | $0.00 | 0 | 2018-07-01 | 2019-06-30 | Calculated | 78 | [5 empty] | 0.0000 | 0.201 | 49.747*10 |  |  |  |  | 0.0000 | 2018-07-01 | 2019-06-30 | 25 | 0 | 1 | 0 | 0 | 0.666 | 0.301 | 1 | 1 | 1 | 0 | 0 | [20 empty] | 78 | 0 | 0 | 0 | 0 | 0 | 0 | 0.201 | 497.47 | 0 | 0 | 0 | 0 | 0 | Res | Default DR | 70.4343 | 303.1425 | 7019.8369 | 0 | 0 | 0 | 0 | 0 | 7393.4137 | 0 |  | 3082 |  |  | 3082 | 100% | 2.3989 | 1 | 1000 |  | NG |  | X=3082 | X=78 | 0 | 0 | 0 | 0 | 0 | X=0.0000 | X=0.201 | X=49.747*10 | 0 | 0 | 0 | 0 | X=0.0000 | AG: {Factor:WinterCF}; AH: {Factor:SummerCF} | [110 empty] | 0
Affordable Heat Initiative - Natural Gas | Energy Upgrade Bundle LIHESP | LUB | 2018-07-01 | 2019-06-30 | Calculated | {Project Cost} | 0 | Manual Entry | $0.00 | 0 | 2018-07-01 | 2019-06-30 | Calculated | if({Number of Aerators}>0,283+({Number of Aerators}-1)*29,0)+{Number of Showerheads}*150+{Seal/Insulate Pipes/Ducts}*25+13 |  |  | if({Number of Aerators}>0,0.023+({Number of Aerators}-1)*0.002,0)+if({Number of Showerheads}>0,{Number of Showerheads}*0.012,0)+if({Seal/Insulate Pipes/Ducts}>0,{Seal/Insulate Pipes/Ducts}*0.002,0)+0.034 |  |  | 0 | if({Number of Aerators}>0,0.023+({Number of Aerators}-1)*0.002,0)+if({Number of Showerheads}>0,{Number of Showerheads}*0.012,0)+if({Seal/Insulate Pipes/Ducts}>0,{Seal/Insulate Pipes/Ducts}*0.002,0)+0.034 | (({Underbelly}*25.270+{Seal and Insulate Openings}*0.646+{Seal/Insulate Pipes/Ducts}*5.571)*1+10.033)*10 |  |  |  |  | if({Number of Aerators}>0,2696+({Number of Aerators}-1)*333,0)+{Number of Showerheads}*1200 | 2018-07-01 | 2019-06-30 | 15 | 0 | 1 | 0 | 0 | 0.666 | 0.301 | 1 | 1 | 1 | 0 | 0 | {Project Cost} | 600 | {Number of Aerators} | 0 | {Number of Showerheads} | 0 | {Seal/Insulate Pipes/Ducts} | 0 | {Underbelly} | 0 | {Seal and Insulate Openings} | 0 | [8 empty] | 13 | 0 | 0 | 0.034 | 0 | 0 | 0 | 0.034 | 100.33 | 0 | 0 | 0 | 0 | 0 | Res | Default DR | 7.2417 | 32.4452 | 937.3154 | 0 | 0 | 0 | 0 | 0 | 977.0024 | 0 |  | 600 |  |  | 600 | 100% | 1.6283 | 1 | 550 |  | NG |  | X=AS16 | X=if(AU16>0,283+(AU16-1)*29,0)+AW16*150+AY16*25+13 | 0 | 0 | X=if(AU16>0,0.023+(AU16-1)*0.002,0)+if(AW16>0,AW16*0.012,0)+if(AY16>0,AY16*0.002,0)+0.034 | 0 | 0 | X=0 | X=if(AU16>0,0.023+(AU16-1)*0.002,0)+if(AW16>0,AW16*0.012,0)+if(AY16>0,AY16*0.002,0)+0.034 | X=((BA16*25.270+BC16*0.646+AY16*5.571)*1+10.033)*10 | 0 | 0 | 0 | 0 | X=if(AU16>0,2696+(AU16-1)*333,0)+AW16*1200 | {Factor:WinterCF} | {Factor:SummerCF} | {Project Cost} | {Number of Aerators} | {Number of Showerheads} | {Seal/Insulate Pipes/Ducts} | {Underbelly} | {Seal and Insulate Openings} |  |  |  |  | {Project Cost} | [9 empty] | {Number of Aerators} | {Number of Aerators} | {Number of Showerheads} | {Seal/Insulate Pipes/Ducts} | [6 empty] | {Number of Aerators} | {Number of Aerators} | {Number of Showerheads} | {Number of Showerheads} | {Seal/Insulate Pipes/Ducts} | {Seal/Insulate Pipes/Ducts} | [14 empty] | {Number of Aerators} | {Number of Aerators} | {Number of Showerheads} | {Number of Showerheads} | {Seal/Insulate Pipes/Ducts} | {Seal/Insulate Pipes/Ducts} |  |  |  |  | {Underbelly} | {Seal and Insulate Openings} | {Seal/Insulate Pipes/Ducts} | [47 empty] | {Number of Aerators} | {Number of Aerators} | {Number of Showerheads} | [7 empty] | 6
Affordable Heat Initiative - Natural Gas | [6 empty] | 0 |  |  | 0 | [89 empty] | 0 | 0 | 0 | 0 | 0 | 0 | 0 | 0 | 0 | 0 | 0 | 0 | 0 | 0 | 0 | AG: {Factor:WinterCF}; AH: {Factor:SummerCF} | [110 empty] | 0
Affordable Heat Initiative - Other Fuels | Air Sealing LIHESP | LAA | 2018-07-01 | 2019-06-30 | Per Measure | 1080 | 0 | Manual Entry | $0.00 | 0 | 2018-07-01 | 2019-06-30 | Calculated | if({Fuel Type}=6,2013,if({Fuel Type}=0,89,13)) |  |  | if({Fuel Type}=6,0.034,if({Fuel Type}=0,0.034,0.034)) |  |  | if({Fuel Type}=6,0.44,if({Fuel Type}=0,0.017,0)) | if({Fuel Type}=6,0.034,if({Fuel Type}=0,0.034,0.034)) | if({Fuel Type}=1,8.519,if({Fuel Type}=0,0.763,0))*10 | if({Fuel Type}=2,8.519,if({Fuel Type} = 0,1.11,0)) | if({Fuel Type}=3,8.519,if({Fuel Type} = 0,5.788,0)) | if({Fuel Type}=4,8.519,if({Fuel Type} = 0,0.119,0)) | if({Fuel Type}=5,8.519,if({Fuel Type} = 0,0.364,0)) | 0.0000 | 2018-07-01 | 2019-06-30 | 15 | 0 | 1 | 0 | 0 | 0.666 | 0.301 | 1 | 1 | 1 | 0 | 0 | {Fuel Type} | 0 | [18 empty] | 89 | 0 | 0 | 0.034 | 0 | 0 | 0.017 | 0.034 | 7.63 | 1.11 | 5.788 | 0.119 | 0.364 | 0 | Res | RGGI DR | 49.5781 | 64.8904 | 71.2819 | 1627.3992 | 30.0025 | 434.9897 | 99.7394 | 0 | 2377.8813 | 0 |  | 1080 |  |  | 1080 | 100% | 2.2017 | 1 | 550 |  | RGGI |  | X=1080 | X=if(AS18=6,2013,if(AS18=0,89,13)) | 0 | 0 | X=if(AS18=6,0.034,if(AS18=0,0.034,0.034)) | 0 | 0 | X=if(AS18=6,0.44,if(AS18=0,0.017,0)) | X=if(AS18=6,0.034,if(AS18=0,0.034,0.034)) | X=if(AS18=1,8.519,if(AS18=0,0.763,0))*10 | X=if(AS18=2,8.519,if(AS18 = 0,1.11,0)) | X=if(AS18=3,8.519,if(AS18 = 0,5.788,0)) | X=if(AS18=4,8.519,if(AS18 = 0,0.119,0)) | X=if(AS18=5,8.519,if(AS18 = 0,0.364,0)) | X=0.0000 | AG: {Factor:WinterCF}; AH: {Factor:SummerCF}; AS: {Fuel Type} | [10 empty] | {Fuel Type} | {Fuel Type} | [8 empty] | {Fuel Type} | {Fuel Type} | [8 empty] | {Fuel Type} | {Fuel Type} | [8 empty] | {Fuel Type} | {Fuel Type} | [8 empty] | {Fuel Type} | {Fuel Type} | [8 empty] | {Fuel Type} | {Fuel Type} | [8 empty] | {Fuel Type} | {Fuel Type} | [8 empty] | {Fuel Type} | {Fuel Type} | [8 empty] | {Fuel Type} | {Fuel Type} | [18 empty] | 1
Affordable Heat Initiative - Other Fuels | Attic Insulation LIHESP | LBA | 2018-07-01 | 2019-06-30 | Per Measure | 2104 | 0 | Manual Entry | $0.00 | 0 | 2018-07-01 | 2019-06-30 | Calculated | if({Fuel Type}=6,3699,if({Fuel Type}=0,164,24)) |  |  | if({Fuel Type}=6,0.808,if({Fuel Type}=0,0.063,0.063)) |  |  | if({Fuel Type}=6,0.808,if({Fuel Type}=0,0.031,0)) | if({Fuel Type}=6,0.063,if({Fuel Type}=0,0.063,0.063)) | if({Fuel Type}=1,15.576,if({Fuel Type}=0,1.402,0))*10 | if({Fuel Type}=2,15.576,if({Fuel Type}=0,2.04,0)) | if({Fuel Type}=3,15.576,if({Fuel Type} = 0,10.638,0)) | if({Fuel Type}=4,15.576,if({Fuel Type} = 0,0.218,0)) | if({Fuel Type}=5,15.576,if({Fuel Type} = 0,0.670,0)) | 0.0000 | 2018-07-01 | 2019-06-30 | 25 | 0 | 1 | 0 | 0 | 0.666 | 0.301 | 1 | 1 | 1 | 0 | 0 | {Fuel Type} | 0 | [18 empty] | 164 | 0 | 0 | 0.063 | 0 | 0 | 0.031 | 0.063 | 14.02 | 2.04 | 10.638 | 0.218 | 0.67 | 0 | Res | RGGI DR | 148.0926 | 188.5214 | 197.8373 | 4682.1819 | 86.038 | 1240.4932 | 287.3842 | 0 | 6830.5485 | 0 |  | 2104 |  |  | 2104 | 100% | 3.2465 | 1 | 1000 |  | RGGI |  | X=2104 | X=if(AS19=6,3699,if(AS19=0,164,24)) | 0 | 0 | X=if(AS19=6,0.808,if(AS19=0,0.063,0.063)) | 0 | 0 | X=if(AS19=6,0.808,if(AS19=0,0.031,0)) | X=if(AS19=6,0.063,if(AS19=0,0.063,0.063)) | X=if(AS19=1,15.576,if(AS19=0,1.402,0))*10 | X=if(AS19=2,15.576,if(AS19=0,2.04,0)) | X=if(AS19=3,15.576,if(AS19 = 0,10.638,0)) | X=if(AS19=4,15.576,if(AS19 = 0,0.218,0)) | X=if(AS19=5,15.576,if(AS19 = 0,0.670,0)) | X=0.0000 | AG: {Factor:WinterCF}; AH: {Factor:SummerCF}; AS: {Fuel Type} | [10 empty] | {Fuel Type} | {Fuel Type} | [8 empty] | {Fuel Type} | {Fuel Type} | [8 empty] | {Fuel Type} | {Fuel Type} | [8 empty] | {Fuel Type} | {Fuel Type} | [8 empty] | {Fuel Type} | {Fuel Type} | [8 empty] | {Fuel Type} | {Fuel Type} | [8 empty] | {Fuel Type} | {Fuel Type} | [8 empty] | {Fuel Type} | {Fuel Type} | [8 empty] | {Fuel Type} | {Fuel Type} | [18 empty] | 1
Affordable Heat Initiative - Other Fuels | Basement Insulation LIHESP | LBB | 2018-07-01 | 2019-06-30 | Per Measure | 2452 | 0 | Manual Entry | $0.00 | 0 | 2018-07-01 | 2019-06-30 | Calculated | if({Fuel Type}=6,8718,if({Fuel Type}=0,314,0)) |  |  | 0 |  |  | if({Fuel Type}=6,1.918,if({Fuel Type}=0,0.073,0)) | 0 | if({Fuel Type}=1,36.95,if({Fuel Type}=0,0,0))*10 | if({Fuel Type}=2,36.950,if({Fuel Type} = 0,6.577,0)) | if({Fuel Type}=3,36.95,if({Fuel Type} = 0,26.567,0)) | if({Fuel Type}=4,36.95,if({Fuel Type} = 0,0.443,0)) | if({Fuel Type}=5,36.95,if({Fuel Type} = 0,2.032,0)) | 0.0000 | 2018-07-01 | 2019-06-30 | 25 | 0 | 0 | 0 | 0 | 0 | 0 | 1 | 1 | 1 | 0 | 0 | {Fuel Type} | 0 | [18 empty] | 314 | 0 | 0 | 0 | 0 | 0 | 0.073 | 0 | 0 | 6.577 | 26.567 | 0.443 | 2.032 | 0 | Res | RGGI DR | 0 | 220.193 | 0 | 11693.1309 | 174.8386 | 3999.3743 | 871.5889 | 0 | 16959.1258 | 0 |  | 2452 |  |  | 2452 | 100% | 6.9164 | 1 | 1000 |  | RGGI |  | X=2452 | X=if(AS20=6,8718,if(AS20=0,314,0)) | 0 | 0 | X=0 | 0 | 0 | X=if(AS20=6,1.918,if(AS20=0,0.073,0)) | X=0 | X=if(AS20=1,36.95,if(AS20=0,0,0))*10 | X=if(AS20=2,36.950,if(AS20 = 0,6.577,0)) | X=if(AS20=3,36.95,if(AS20 = 0,26.567,0)) | X=if(AS20=4,36.95,if(AS20 = 0,0.443,0)) | X=if(AS20=5,36.95,if(AS20 = 0,2.032,0)) | X=0.0000 | AG: {Factor:WinterCF}; AH: {Factor:SummerCF}; AS: {Fuel Type} | [10 empty] | {Fuel Type} | {Fuel Type} | [18 empty] | {Fuel Type} | {Fuel Type} | [18 empty] | {Fuel Type} | {Fuel Type} | [8 empty] | {Fuel Type} | {Fuel Type} | [8 empty] | {Fuel Type} | {Fuel Type} | [8 empty] | {Fuel Type} | {Fuel Type} | [8 empty] | {Fuel Type} | {Fuel Type} | [18 empty] | 1
Affordable Heat Initiative - Other Fuels | Wall Insulation LIHESP | LBW | 2018-07-01 | 2019-06-30 | Per Measure | 3082 | 0 | Manual Entry | $0.00 | 0 | 2018-07-01 | 2019-06-30 | Calculated | if({Fuel Type}=6,11815,if({Fuel Type}=0,500,78)) |  |  | if({Fuel Type}=6,2.582,if({Fuel Type} = 0,0.201,0.201)) |  |  | if({Fuel Type}=6,2.582,if({Fuel Type}=0,0.104,0)) | if({Fuel Type}=6,0.201,if({Fuel Type}=0,0.201,0.201)) | if({Fuel Type}=1,49.747,if({Fuel Type}=0,0,0))*10 | if({Fuel Type}=2,49.747,if({Fuel Type} = 0,8.855,0)) | if({Fuel Type}=3,49.747,if({Fuel Type} = 0,35.768,0)) | if({Fuel Type}=4,49.747,if({Fuel Type} = 0,0.597,0)) | if({Fuel Type}=5,49.747,if({Fuel Type} = 0,2.736,0)) | 0.0000 | 2018-07-01 | 2019-06-30 | 25 | 0 | 1 | 0 | 0 | 0.666 | 0.301 | 1 | 1 | 1 | 0 | 0 | {Fuel Type} | 0 | [18 empty] | 500 | 0 | 0 | 0.201 | 0 | 0 | 0.104 | 0.201 | 0 | 8.855 | 35.768 | 0.597 | 2.736 | 0 | Res | RGGI DR | 451.5018 | 616.8422 | 0 | 15742.8353 | 235.6177 | 5384.5917 | 1173.5568 | 0 | 23604.9455 | 0 |  | 3082 |  |  | 3082 | 100% | 7.659 | 1 | 1000 |  | RGGI |  | X=3082 | X=if(AS21=6,11815,if(AS21=0,500,78)) | 0 | 0 | X=if(AS21=6,2.582,if(AS21 = 0,0.201,0.201)) | 0 | 0 | X=if(AS21=6,2.582,if(AS21=0,0.104,0)) | X=if(AS21=6,0.201,if(AS21=0,0.201,0.201)) | X=if(AS21=1,49.747,if(AS21=0,0,0))*10 | X=if(AS21=2,49.747,if(AS21 = 0,8.855,0)) | X=if(AS21=3,49.747,if(AS21 = 0,35.768,0)) | X=if(AS21=4,49.747,if(AS21 = 0,0.597,0)) | X=if(AS21=5,49.747,if(AS21 = 0,2.736,0)) | X=0.0000 | AG: {Factor:WinterCF}; AH: {Factor:SummerCF}; AS: {Fuel Type} | [10 empty] | {Fuel Type} | {Fuel Type} | [8 empty] | {Fuel Type} | {Fuel Type} | [8 empty] | {Fuel Type} | {Fuel Type} | [8 empty] | {Fuel Type} | {Fuel Type} | [8 empty] | {Fuel Type} | {Fuel Type} | [8 empty] | {Fuel Type} | {Fuel Type} | [8 empty] | {Fuel Type} | {Fuel Type} | [8 empty] | {Fuel Type} | {Fuel Type} | [8 empty] | {Fuel Type} | {Fuel Type} | [18 empty] | 1
Affordable Heat Initiative - Other Fuels | Ductless HP Low Income | LCH | 2018-07-01 | 2019-06-30 | Calculated | {Project Cost} | 0 | Manual Entry | $0.00 | 0 | 2018-07-01 | 2019-06-30 | Modeled | [14 empty] | 2018-07-01 | 2019-06-30 | 18 | 1 | 1 | 0.37212 | 0.52056 | 0.057349 | 0.049732 | 1 | 1 | 1 | 0 | 0 | {Project Cost} | 2200 | [18 empty] | -2503.4903 | [5 empty] | -0.55827 | 0.072362 | 0 | 5.2752 | 21.3084 | 0.35563 | 1.63 | 0 | Res | RGGI DR | -2072.3618 | -1175.9901 | 0 | 7078.2568 | 105.9312 | 2429.7667 | 527.667 | 0 | 10141.6217 | 3248.3519 |  | 2200 |  |  | 5448.3519 | 100% | 1.8614 | 1 | 2000 |  | RGGI |  | X=AS22 | 0 | 0 | 0 | 0 | 0 | 0 | 0 | 0 | 0 | 0 | 0 | 0 | 0 | 0 | AG: {Factor:WinterCF}; AH: {Factor:SummerCF}; AS: {Project Cost} | {Project Cost} | [109 empty] | 1
Affordable Heat Initiative - Other Fuels | Energy Upgrade Bundle LIHESP | LUB | 2018-07-01 | 2019-06-30 | Calculated | {Project Cost} | 0 | Manual Entry | $0.00 | 0 | 2018-07-01 | 2019-06-30 | Calculated | if({Number of Aerators}>0,283+({Number of Aerators}-1)*29,0)+{Number of Showerheads}*150+{Seal/Insulate Pipes/Ducts}*25+13 |  |  | if({Number of Aerators}>0,0.023+({Number of Aerators}-1)*0.002,0)+if({Number of Showerheads}>0,{Number of Showerheads}*0.012,0)+if({Seal/Insulate Pipes/Ducts}>0,{Seal/Insulate Pipes/Ducts}*0.002,0)+0.034 |  |  | 0 | if({Number of Aerators}>0,0.023+({Number of Aerators}-1)*0.002,0)+if({Number of Showerheads}>0,{Number of Showerheads}*0.012,0)+if({Seal/Insulate Pipes/Ducts}>0,{Seal/Insulate Pipes/Ducts}*0.002,0)+0.034 |  | ({Underbelly}*25.270+{Seal and Insulate Openings}*0.646+{Seal/Insulate Pipes/Ducts}*5.571)*if({Fuel Type}=2,1,if({Fuel Type}=0,0.139,0))+if({Fuel Type}=2,8.519,if({Fuel Type} = 0,1.110,0)) | ({Underbelly}*25.270+{Seal and Insulate Openings}*0.646+{Seal/Insulate Pipes/Ducts}*5.571)*if({Fuel Type}=3,1,if({Fuel Type}=0,.753,0))+if({Fuel Type}=3,8.519,if({Fuel Type} = 0,5.788,0)) | ({Underbelly}*25.270+{Seal and Insulate Openings}*0.646+{Seal/Insulate Pipes/Ducts}*5.571)*if({Fuel Type}=4,1,if({Fuel Type}=0,0.018,0))+if({Fuel Type}=4,8.519,if({Fuel Type} = 0,0.119,0)) | ({Underbelly}*25.270+{Seal and Insulate Openings}*0.646+{Seal/Insulate Pipes/Ducts}*5.571)*if({Fuel Type}=5,1,if({Fuel Type}=0,0.047,0))+if({Fuel Type}=5,8.519,if({Fuel Type} = 0,0.364,0)) | if({Number of Aerators}>0,2696+({Number of Aerators}-1)*333,0)+{Number of Showerheads}*1200 | 2018-07-01 | 2019-06-30 | 15 | 0 | 1 | 0 | 0 | 0.666 | 0.301 | 1 | 1 | 1 | 0 | 0 | {Project Cost} | 600 | {Number of Aerators} | 0 | {Number of Showerheads} | 0 | {Seal/Insulate Pipes/Ducts} | 0 | {Underbelly} | 0 | {Seal and Insulate Openings} | 0 | {Fuel Type} | 0 | [6 empty] | 13 | 0 | 0 | 0.034 | 0 | 0 | 0 | 0.034 | 0 | 1.11 | 5.788 | 0.119 | 0.364 | 0 | Res | RGGI DR | 7.2417 | 32.4452 | 0 | 1627.3992 | 30.0025 | 434.9897 | 99.7394 | 0 | 2231.8178 | 0 |  | 600 |  |  | 600 | 100% | 3.7197 | 1 | 550 |  | RGGI |  | X=AS23 | X=if(AU23>0,283+(AU23-1)*29,0)+AW23*150+AY23*25+13 | 0 | 0 | X=if(AU23>0,0.023+(AU23-1)*0.002,0)+if(AW23>0,AW23*0.012,0)+if(AY23>0,AY23*0.002,0)+0.034 | 0 | 0 | X=0 | X=if(AU23>0,0.023+(AU23-1)*0.002,0)+if(AW23>0,AW23*0.012,0)+if(AY23>0,AY23*0.002,0)+0.034 | 0 | X=(BA23*25.270+BC23*0.646+AY23*5.571)*if(BE23=2,1,if(BE23=0,0.139,0))+if(BE23=2,8.519,if(BE23 = 0,1.110,0)) | X=(BA23*25.270+BC23*0.646+AY23*5.571)*if(BE23=3,1,if(BE23=0,.753,0))+if(BE23=3,8.519,if(BE23 = 0,5.788,0)) | X=(BA23*25.270+BC23*0.646+AY23*5.571)*if(BE23=4,1,if(BE23=0,0.018,0))+if(BE23=4,8.519,if(BE23 = 0,0.119,0)) | X=(BA23*25.270+BC23*0.646+AY23*5.571)*if(BE23=5,1,if(BE23=0,0.047,0))+if(BE23=5,8.519,if(BE23 = 0,0.364,0)) | X=if(AU23>0,2696+(AU23-1)*333,0)+AW23*1200 | {Factor:WinterCF} | {Factor:SummerCF} | {Project Cost} | {Number of Aerators} | {Number of Showerheads} | {Seal/Insulate Pipes/Ducts} | {Underbelly} | {Seal and Insulate Openings} | {Fuel Type} |  |  |  | {Project Cost} | [9 empty] | {Number of Aerators} | {Number of Aerators} | {Number of Showerheads} | {Seal/Insulate Pipes/Ducts} | [6 empty] | {Number of Aerators} | {Number of Aerators} | {Number of Showerheads} | {Number of Showerheads} | {Seal/Insulate Pipes/Ducts} | {Seal/Insulate Pipes/Ducts} | [14 empty] | {Number of Aerators} | {Number of Aerators} | {Number of Showerheads} | {Number of Showerheads} | {Seal/Insulate Pipes/Ducts} | {Seal/Insulate Pipes/Ducts} | [14 empty] | {Underbelly} | {Seal and Insulate Openings} | {Seal/Insulate Pipes/Ducts} | {Fuel Type} | {Fuel Type} | {Fuel Type} | {Fuel Type} |  |  |  | {Underbelly} | {Seal and Insulate Openings} | {Seal/Insulate Pipes/Ducts} | {Fuel Type} | {Fuel Type} | {Fuel Type} | {Fuel Type} |  |  |  | {Underbelly} | {Seal and Insulate Openings} | {Seal/Insulate Pipes/Ducts} | {Fuel Type} | {Fuel Type} | {Fuel Type} | {Fuel Type} |  |  |  | {Underbelly} | {Seal and Insulate Openings} | {Seal/Insulate Pipes/Ducts} | {Fuel Type} | {Fuel Type} | {Fuel Type} | {Fuel Type} |  |  |  | {Number of Aerators} | {Number of Aerators} | {Number of Showerheads} | [7 empty] | 7
Affordable Heat Initiative - Other Fuels | Window Insert AHI | LWI | 2018-07-01 | 2019-06-30 | Calculated | 2.52*{SQFT} | 0 | Manual Entry | $0.00 | 0 | 2018-07-01 | 2019-06-30 | Calculated | if({Fuel Type}=6,12.143*{SQFT},0) |  |  | if({Fuel Type}=6,0.002671*{SQFT},0) |  |  | if({Fuel Type}=6,0.002671*{SQFT},if({Fuel Type}=0,0.000102*{SQFT},0)) | 0 | if({Fuel Type}=1,0.051467*{SQFT},if({Fuel Type}=0,0.004632*{SQFT},0))*10 | if({Fuel Type}=2,0.051467*{SQFT},if({Fuel Type}=0,0.006742*{SQFT},0)) | if({Fuel Type}=3,0.051467*{SQFT},if({Fuel Type}=0,0.035152*{SQFT},0)) | if({Fuel Type}=4,0.051467*{SQFT},if({Fuel Type}=0,0.000721*{SQFT},0)) | if({Fuel Type}=5,0.051467*{SQFT},if({Fuel Type}=0,0.002213*{SQFT},0)) |  | 2018-07-01 | 2019-06-30 | 4 | 0 | 1 | 0 | 0 | 0 | 0 | 1 | 1 | 1 | 0 | 0 | {SQFT} | 100 | {Fuel Type} | 0 | [16 empty] | 0 | 0 | 0 | 0 | 0 | 0 | 0.0102 | 0 | 4.632 | 0.6742 | 3.5152 | 0.0721 | 0.2213 | 0 | Res | RGGI DR | 0 | 5.6358 | 12.1634 | 249.9414 | 4.5969 | 69.3248 | 15.3345 | 0 | 356.9968 | 0 |  | 252 |  |  | 252 | 100% | 1.4167 | 1 | 252 | 100% | RGGI |  | X=2.52*AS24 | X=if(AU24=6,12.143*AS24,0) | 0 | 0 | X=if(AU24=6,0.002671*AS24,0) | 0 | 0 | X=if(AU24=6,0.002671*AS24,if(AU24=0,0.000102*AS24,0)) | X=0 | X=if(AU24=1,0.051467*AS24,if(AU24=0,0.004632*AS24,0))*10 | X=if(AU24=2,0.051467*AS24,if(AU24=0,0.006742*AS24,0)) | X=if(AU24=3,0.051467*AS24,if(AU24=0,0.035152*AS24,0)) | X=if(AU24=4,0.051467*AS24,if(AU24=0,0.000721*AS24,0)) | X=if(AU24=5,0.051467*AS24,if(AU24=0,0.002213*AS24,0)) | 0 | AG: {Factor:WinterCF}; AH: {Factor:SummerCF}; AS: {SQFT}; AU: {Fuel Type} | {SQFT} | [9 empty] | {Fuel Type} | {SQFT} | [8 empty] | {Fuel Type} | {SQFT} | [8 empty] | {Fuel Type} | {SQFT} | {Fuel Type} | {SQFT} | [16 empty] | {Fuel Type} | {SQFT} | {Fuel Type} | {SQFT} | [6 empty] | {Fuel Type} | {SQFT} | {Fuel Type} | {SQFT} | [6 empty] | {Fuel Type} | {SQFT} | {Fuel Type} | {SQFT} | [6 empty] | {Fuel Type} | {SQFT} | {Fuel Type} | {SQFT} | [6 empty] | {Fuel Type} | {SQFT} | {Fuel Type} | {SQFT} | [16 empty] | 2
Affordable Heat Initiative - Other Fuels | [6 empty] | 0 |  |  | 0 | [89 empty] | 0 | 0 | 0 | 0 | 0 | 0 | 0 | 0 | 0 | 0 | 0 | 0 | 0 | 0 | 0 | AG: {Factor:WinterCF}; AH: {Factor:SummerCF} | [110 empty] | 0
Appliance Rebate | Clothes Washer | CW | 2018-07-01 | 2019-06-30 | Per Measure | $92.00 | 0 | Manual Entry | $0.00 | 0 | 2018-07-01 | 2019-06-30 | Calculated | {Measure:Quantity} * 183 |  |  | {Measure:Quantity} * 0.56 |  |  | {Measure:Quantity} * 0.56 * {Factor:WinterCF} | {Measure:Quantity} * 0.56 * {Factor:SummerCF} | {Measure:Quantity} * 0.0114 * 10 | {Measure:Quantity} * 0.074 | {Measure:Quantity} * 0.338 |  |  | {Measure:Quantity} * 3438 | 2016-07-01 | 2019-06-30 | 11 | 0.063 | 0.048 | 0.4 | 0.266 | 0.201 | 0.133 | 1 | 1 | 1 | 0.567 | 0.033 | {Measure:Quantity} | 1 | [18 empty] | 183 | 0 | 0 | 0.56 | 0 | 0 | 0.03528 | 0.02688 | 0.114 | 0.074 | 0.338 | 0 | 0 | 3438 | Res | Default DR | 97.9663 | 69.4822 | 0.8039 | 70.5884 | 0 | 21.7731 | 0 | 211.4578 | 472.0717 | 0 |  | 92 |  |  | 92 | 46.6% | 3.162 | 1 | 50 |  | Electric |  | X=$92.00 | X=AS26 * 183 | 0 | 0 | X=AS26 * 0.56 | 0 | 0 | X=AS26 * 0.56 * AG26 | X=AS26 * 0.56 * AH26 | X=AS26 * 0.0114 * 10 | X=AS26 * 0.074 | X=AS26 * 0.338 | 0 | 0 | X=AS26 * 3438 | AG: {Factor:WinterCF}; AH: {Factor:SummerCF}; AS: {Measure:Quantity} | [10 empty] | {Measure:Quantity} | [9 empty] | {Measure:Quantity} | [9 empty] | {Measure:Quantity} | {Factor:WinterCF} | [8 empty] | {Measure:Quantity} | {Factor:SummerCF} | [8 empty] | {Measure:Quantity} | [9 empty] | {Measure:Quantity} | [9 empty] | {Measure:Quantity} | [29 empty] | {Measure:Quantity} | [9 empty] | 1
Appliance Rebate | Dehumidifier | DH | 2018-07-01 | 2019-06-30 | Per Measure | $50.00 | 0 | Manual Entry | $0.00 | 0 | 2018-07-01 | 2019-06-30 | Calculated | {Measure:Quantity} * 150 |  |  | {Measure:Quantity} * 0.092 |  |  | {Measure:Quantity} * 0.092 * {Factor:WinterCF} | {Measure:Quantity} * 0.092 * {Factor:SummerCF} | [6 empty] | 2016-07-01 | 2019-06-30 | 12 | 0 | 0.371 | 0.179 | 0.155 | 0.339 | 0.327 | 1 | 1 | 1 | 0.653 | 0.033 | {Measure:Quantity} | 1 | [18 empty] | 150 | 0 | 0 | 0.092 | 0 | 0 | 0 | 0.034132 | 0 | 0 | 0 | 0 | 0 | 0 | Res | Default DR | 77.8782 | 26.4433 | 0 | 0 | 0 | 0 | 0 | 0 | 104.3215 | 0 |  | 50 |  |  | 50 | 38% | 0.79284 | 0 | 50 |  | Electric |  | X=$50.00 | X=AS27 * 150 | 0 | 0 | X=AS27 * 0.092 | 0 | 0 | X=AS27 * 0.092 * AG27 | X=AS27 * 0.092 * AH27 | 0 | 0 | 0 | 0 | 0 | 0 | AG: {Factor:WinterCF}; AH: {Factor:SummerCF}; AS: {Measure:Quantity} | [10 empty] | {Measure:Quantity} | [9 empty] | {Measure:Quantity} | [9 empty] | {Measure:Quantity} | {Factor:WinterCF} | [8 empty] | {Measure:Quantity} | {Factor:SummerCF} | [68 empty] | 1
Appliance Rebate | Heat Pump Water Heater | HPWH | 2018-07-01 | 2019-06-30 | Calculated | if({Previous Mark Down (y/n)}=1,0,{Measure:Quantity} * 908.00) | 0 | Calculated | {Measure:Quantity}*({Rebate Amount}+{Bonus Amount}) | 0 | 2018-07-01 | 2019-06-30 | Calculated | if({Previous Mark Down (y/n)}=1,0,{Measure:Quantity} * 2125) |  |  | if({Previous Mark Down (y/n)}=1,0,{Measure:Quantity} * .419) |  |  | if({Previous Mark Down (y/n)}=1,0,{Measure:Quantity} * .419) | if({Previous Mark Down (y/n)}=1,0,{Measure:Quantity} * .196) | [6 empty] | 2016-07-01 | 2019-06-30 | 13 | 1 | 1 | 0.358 | 0.308 | 0.179 | 0.155 | 1 | 1 | 1 | 0.21 | 0.033 | {Previous Mark Down (y/n)} | 0 | {Measure:Quantity} | 1 | [16 empty] | 2125 | 0 | 0 | 0.419 | 0 | 0 | 0.419 | 0.196 | 0 | 0 | 0 | 0 | 0 | 0 | Res | Default DR | 1302.1222 | 863.3847 | 0 | 0 | 0 | 0 | 0 | 0 | 2165.5069 | 0 |  | 908 |  |  | 908 | 82.3% | 1.7822 | 1 | 1000 |  | Electric |  | X=if(AS28=1,0,AU28 * 908.00) | X=if(AS28=1,0,AU28 * 2125) | 0 | 0 | X=if(AS28=1,0,AU28 * .419) | 0 | 0 | X=if(AS28=1,0,AU28 * .419) | X=if(AS28=1,0,AU28 * .196) | 0 | 0 | 0 | 0 | 0 | 0 | AG: {Factor:WinterCF}; AH: {Factor:SummerCF}; AS: {Previous Mark Down (y/n)}; AU: {Measure:Quantity} | {Previous Mark Down (y/n)} | {Measure:Quantity} | [8 empty] | {Previous Mark Down (y/n)} | {Measure:Quantity} | [8 empty] | {Previous Mark Down (y/n)} | {Measure:Quantity} | [8 empty] | {Previous Mark Down (y/n)} | {Measure:Quantity} | [8 empty] | {Previous Mark Down (y/n)} | {Measure:Quantity} | [68 empty] | 2
Appliance Rebate | Room Air Purifier | RAP | 2018-07-01 | 2019-06-30 | Per Measure | $55.82 | 0 | Manual Entry | $0.00 | 0 | 2018-07-01 | 2019-06-30 | Calculated | {Measure:Quantity} * 624 |  |  | {Measure:Quantity} * .107 |  |  | {Measure:Quantity} * .107 * {Factor:WinterCF} | {Measure:Quantity} * .107 * {Factor:SummerCF} | [6 empty] | 2016-07-01 | 2019-06-30 | 9 | 0.667 | 0.667 | 0.304 | 0.362 | 0.156 | 0.179 | 1 | 1 | 1 | 0.655 | 0.033 | {Measure:Quantity} | 1 | [18 empty] | 624 | 0 | 0 | 0.107 | 0 | 0 | 0.071369 | 0.071369 | 0 | 0 | 0 | 0 | 0 | 0 | Res | Default DR | 273.9331 | 125.4214 | 0 | 0 | 0 | 0 | 0 | 0 | 399.3545 | 0 |  | 55.82 |  |  | 55.82 | 37.8% | 2.8919 | 1 | 50 |  | Electric |  | X=$55.82 | X=AS29 * 624 | 0 | 0 | X=AS29 * .107 | 0 | 0 | X=AS29 * .107 * AG29 | X=AS29 * .107 * AH29 | 0 | 0 | 0 | 0 | 0 | 0 | AG: {Factor:WinterCF}; AH: {Factor:SummerCF}; AS: {Measure:Quantity} | [10 empty] | {Measure:Quantity} | [9 empty] | {Measure:Quantity} | [9 empty] | {Measure:Quantity} | {Factor:WinterCF} | [8 empty] | {Measure:Quantity} | {Factor:SummerCF} | [68 empty] | 1
Appliance Rebate | [6 empty] | 0 |  |  | 0 | [89 empty] | 0 | 0 | 0 | 0 | 0 | 0 | 0 | 0 | 0 | 0 | 0 | 0 | 0 | 0 | 0 | AG: {Factor:WinterCF}; AH: {Factor:SummerCF} | [110 empty] | 0
Arrearage Management Program | LED Low Income Specialty Bulb Long Life | LILEDSPECL | 2018-07-01 | 2019-06-30 | Manual Entry | $0.00 | 0 | Manual Entry | $0.00 | 0 | 2017-07-01 | 2019-06-30 | Calculated | if({Measure:Quantity}=0,0,{Measure:Quantity})*40 |  |  | if({Measure:Quantity}=0,0,{Measure:Quantity}*0.059) |  |  | if({Measure:Quantity}=0,0,{Measure:Quantity}*0.054*{Factor:WinterCF}) | if({Measure:Quantity}=0,0,{Measure:Quantity}*(0.054)*1.085*{Factor:SummerCF}) | if({Measure:Quantity}=0,0,{Measure:Quantity}*(-0.005)*10) | if({Measure:Quantity}=0,0,{Measure:Quantity}*(-0.003)) | if({Measure:Quantity}=0,0,{Measure:Quantity}*(-0.036)) | if({Measure:Quantity}=0,0,{Measure:Quantity}*(-0.003)) | if({Measure:Quantity}=0,0,{Measure:Quantity}*(-0.007)) |  | 2018-07-01 | 2019-06-30 | 25 | 0.168 | 0.118 | 0.39 | 0.311 | 0.163 | 0.136 | 0.99 | 1 | 1 | 0 | 0 | {Measure:Quantity} | 1 | [18 empty] | 40 | 0 | 0 | 0.059 | 0 | 0 | 0.009072 | 0.0069136 | -0.05 | -0.003 | -0.036 | -0.003 | -0.007 | 0 | Res | Default DR | 40.9345 | 37.4133 | -0.6985 | -15.6865 | -1.1722 | -1.806 | -2.9725 | 0 | 78.3478 | 22.3357 |  | 8 |  | 6.09 | 30.3357 | 100% | 2.7834 | 1 | 8 | 100% | Electric |  | X=$0.00 | X=if(AS31=0,0,AS31)*40 | 0 | 0 | X=if(AS31=0,0,AS31*0.059) | 0 | 0 | X=if(AS31=0,0,AS31*0.054*AG31) | X=if(AS31=0,0,AS31*(0.054)*1.085*AH31) | X=if(AS31=0,0,AS31*(-0.005)*10) | X=if(AS31=0,0,AS31*(-0.003)) | X=if(AS31=0,0,AS31*(-0.036)) | X=if(AS31=0,0,AS31*(-0.003)) | X=if(AS31=0,0,AS31*(-0.007)) | 0 | AG: {Factor:WinterCF}; AH: {Factor:SummerCF}; AS: {Measure:Quantity} | [10 empty] | {Measure:Quantity} | {Measure:Quantity} | [8 empty] | {Measure:Quantity} | {Measure:Quantity} | [8 empty] | {Measure:Quantity} | {Measure:Quantity} | {Factor:WinterCF} | [7 empty] | {Measure:Quantity} | {Measure:Quantity} | {Factor:SummerCF} | [7 empty] | {Measure:Quantity} | {Measure:Quantity} | [8 empty] | {Measure:Quantity} | {Measure:Quantity} | [8 empty] | {Measure:Quantity} | {Measure:Quantity} | [8 empty] | {Measure:Quantity} | {Measure:Quantity} | [8 empty] | {Measure:Quantity} | {Measure:Quantity} | [18 empty] | 1
Arrearage Management Program | LED Low Income Specialty Bulb Short Life | LILEDSPECS | 2018-07-01 | 2019-06-30 | Manual Entry | $0.00 | 0 | Manual Entry | $0.00 | 0 | 2017-07-01 | 2019-06-30 | Calculated | if({Measure:Quantity}=0,0,{Measure:Quantity})*40 |  |  | if({Measure:Quantity}=0,0,{Measure:Quantity}*0.059) |  |  | if({Measure:Quantity}=0,0,{Measure:Quantity}*0.054*{Factor:WinterCF}) | if({Measure:Quantity}=0,0,{Measure:Quantity}*(0.054)*1.085*{Factor:SummerCF}) | if({Measure:Quantity}=0,0,{Measure:Quantity}*(-0.005)*10) | if({Measure:Quantity}=0,0,{Measure:Quantity}*(-0.003)) | if({Measure:Quantity}=0,0,{Measure:Quantity}*(-0.036)) | if({Measure:Quantity}=0,0,{Measure:Quantity}*(-0.003)) | if({Measure:Quantity}=0,0,{Measure:Quantity}*(-0.007)) |  | 2018-07-01 | 2019-06-30 | 21 | 0.168 | 0.118 | 0.39 | 0.311 | 0.163 | 0.136 | 0.99 | 1 | 1 | 0 | 0 | {Measure:Quantity} | 1 | [18 empty] | 40 | 0 | 0 | 0.059 | 0 | 0 | 0.009072 | 0.0069136 | -0.05 | -0.003 | -0.036 | -0.003 | -0.007 | 0 | Res | Default DR | 35.7934 | 32.0892 | -0.61053 | -13.5593 | -1.0132 | -1.5622 | -2.5694 | 0 | 67.8826 | 19.3146 |  | 8 |  | 5.21 | 27.3146 | 100% | 2.676 | 1 | 8 | 100% | Electric |  | X=$0.00 | X=if(AS32=0,0,AS32)*40 | 0 | 0 | X=if(AS32=0,0,AS32*0.059) | 0 | 0 | X=if(AS32=0,0,AS32*0.054*AG32) | X=if(AS32=0,0,AS32*(0.054)*1.085*AH32) | X=if(AS32=0,0,AS32*(-0.005)*10) | X=if(AS32=0,0,AS32*(-0.003)) | X=if(AS32=0,0,AS32*(-0.036)) | X=if(AS32=0,0,AS32*(-0.003)) | X=if(AS32=0,0,AS32*(-0.007)) | 0 | AG: {Factor:WinterCF}; AH: {Factor:SummerCF}; AS: {Measure:Quantity} | [10 empty] | {Measure:Quantity} | {Measure:Quantity} | [8 empty] | {Measure:Quantity} | {Measure:Quantity} | [8 empty] | {Measure:Quantity} | {Measure:Quantity} | {Factor:WinterCF} | [7 empty] | {Measure:Quantity} | {Measure:Quantity} | {Factor:SummerCF} | [7 empty] | {Measure:Quantity} | {Measure:Quantity} | [8 empty] | {Measure:Quantity} | {Measure:Quantity} | [8 empty] | {Measure:Quantity} | {Measure:Quantity} | [8 empty] | {Measure:Quantity} | {Measure:Quantity} | [8 empty] | {Measure:Quantity} | {Measure:Quantity} | [18 empty] | 1
Arrearage Management Program | LED Low Income Standard Bulb Long Life | LILEDSTANL | 2018-07-01 | 2019-06-30 | Manual Entry | $0.00 | 0 | Manual Entry | $0.00 | 0 | 2017-07-01 | 2019-06-30 | Calculated | if({Measure:Quantity}=0,0,{Measure:Quantity}*if({Wattage}>13,41,25)) |  |  | if({Measure:Quantity}=0,0,{Measure:Quantity}*if({Wattage}>13,0.060,0.037)) |  |  | if({Measure:Quantity}=0,0,{Measure:Quantity}*if({Wattage}>13,0.055,0.034)*{Factor:WinterCF}) | if({Measure:Quantity}=0,0,{Measure:Quantity}*if({Wattage}>13,0.055,0.034)*1.085*{Factor:SummerCF}) | if({Measure:Quantity}=0,0,{Measure:Quantity}*if({Wattage}>13,-0.005,-0.004)*10) | if({Measure:Quantity}=0,0,{Measure:Quantity}*if({Wattage}>13,-0.003,-0.002)) | if({Measure:Quantity}=0,0,{Measure:Quantity}*if({Wattage}>13,-0.036,-0.022)) | if({Measure:Quantity}=0,0,{Measure:Quantity}*if({Wattage}>13,-0.003,-0.002)) | if({Measure:Quantity}=0,0,{Measure:Quantity}*if({Wattage}>13,-0.007,-0.004)) |  | 2018-07-01 | 2019-06-30 | 9 | 0.168 | 0.118 | 0.39 | 0.311 | 0.163 | 0.136 | 0.99 | 1 | 1 | 0 | 0 | {Measure:Quantity} | 1 | {Wattage} | 9 | [16 empty] | 25 | 0 | 0 | 0.037 | 0 | 0 | 0.005712 | 0.004353 | -0.04 | -0.002 | -0.022 | -0.002 | -0.004 | 0 | Res | Default DR | 11.0756 | 9.1496 | -0.23136 | -3.73 | -0.30406 | -0.48077 | -0.66091 | 0 | 20.2252 | 5.407 |  | 4.48 |  | 17.13 | 9.887 | 100% | 3.7782 | 1 | 4.48 | 100% | Electric |  | X=$0.00 | X=if(AS33=0,0,AS33*if(AU33>13,41,25)) | 0 | 0 | X=if(AS33=0,0,AS33*if(AU33>13,0.060,0.037)) | 0 | 0 | X=if(AS33=0,0,AS33*if(AU33>13,0.055,0.034)*AG33) | X=if(AS33=0,0,AS33*if(AU33>13,0.055,0.034)*1.085*AH33) | X=if(AS33=0,0,AS33*if(AU33>13,-0.005,-0.004)*10) | X=if(AS33=0,0,AS33*if(AU33>13,-0.003,-0.002)) | X=if(AS33=0,0,AS33*if(AU33>13,-0.036,-0.022)) | X=if(AS33=0,0,AS33*if(AU33>13,-0.003,-0.002)) | X=if(AS33=0,0,AS33*if(AU33>13,-0.007,-0.004)) | 0 | AG: {Factor:WinterCF}; AH: {Factor:SummerCF}; AS: {Measure:Quantity}; AU: {Wattage} | [10 empty] | {Measure:Quantity} | {Measure:Quantity} | {Wattage} | [7 empty] | {Measure:Quantity} | {Measure:Quantity} | {Wattage} | [7 empty] | {Measure:Quantity} | {Measure:Quantity} | {Wattage} | {Factor:WinterCF} | [6 empty] | {Measure:Quantity} | {Measure:Quantity} | {Wattage} | {Factor:SummerCF} | [6 empty] | {Measure:Quantity} | {Measure:Quantity} | {Wattage} | [7 empty] | {Measure:Quantity} | {Measure:Quantity} | {Wattage} | [7 empty] | {Measure:Quantity} | {Measure:Quantity} | {Wattage} | [7 empty] | {Measure:Quantity} | {Measure:Quantity} | {Wattage} | [7 empty] | {Measure:Quantity} | {Measure:Quantity} | {Wattage} | [17 empty] | 2
Arrearage Management Program | LED Low Income Standard Bulb Short Life | LILEDSTANS | 2018-07-01 | 2019-06-30 | Manual Entry | $0.00 | 0 | Manual Entry | $0.00 | 0 | 2017-07-01 | 2019-06-30 | Calculated | if({Measure:Quantity}=0,0,{Measure:Quantity}*if({Wattage}>13,41,25)) |  |  | if({Measure:Quantity}=0,0,{Measure:Quantity}*if({Wattage}>13,0.060,0.037)) |  |  | if({Measure:Quantity}=0,0,{Measure:Quantity}*if({Wattage}>13,0.055,0.034)*{Factor:WinterCF}) | if({Measure:Quantity}=0,0,{Measure:Quantity}*if({Wattage}>13,0.055,0.034)*1.085*{Factor:SummerCF}) | if({Measure:Quantity}=0,0,{Measure:Quantity}*if({Wattage}>13,-0.005,-0.004)*10) | if({Measure:Quantity}=0,0,{Measure:Quantity}*if({Wattage}>13,-0.003,-0.002)) | if({Measure:Quantity}=0,0,{Measure:Quantity}*if({Wattage}>13,-0.036,-0.022)) | if({Measure:Quantity}=0,0,{Measure:Quantity}*if({Wattage}>13,-0.003,-0.002)) | if({Measure:Quantity}=0,0,{Measure:Quantity}*if({Wattage}>13,-0.007,-0.004)) |  | 2018-07-01 | 2019-06-30 | 8 | 0.168 | 0.118 | 0.39 | 0.311 | 0.163 | 0.136 | 0.99 | 1 | 1 | 0 | 0 | {Measure:Quantity} | 1 | {Wattage} | 9 | [16 empty] | 25 | 0 | 0 | 0.037 | 0 | 0 | 0.005712 | 0.004353 | -0.04 | -0.002 | -0.022 | -0.002 | -0.004 | 0 | Res | Default DR | 9.9364 | 8.1675 | -0.20696 | -3.306 | -0.2695 | -0.42789 | -0.58578 | 0 | 18.1039 | 4.7961 |  | 4.46 |  | 14.68 | 9.2561 | 100% | 3.5419 | 1 | 4.46 | 100% | Electric |  | X=$0.00 | X=if(AS34=0,0,AS34*if(AU34>13,41,25)) | 0 | 0 | X=if(AS34=0,0,AS34*if(AU34>13,0.060,0.037)) | 0 | 0 | X=if(AS34=0,0,AS34*if(AU34>13,0.055,0.034)*AG34) | X=if(AS34=0,0,AS34*if(AU34>13,0.055,0.034)*1.085*AH34) | X=if(AS34=0,0,AS34*if(AU34>13,-0.005,-0.004)*10) | X=if(AS34=0,0,AS34*if(AU34>13,-0.003,-0.002)) | X=if(AS34=0,0,AS34*if(AU34>13,-0.036,-0.022)) | X=if(AS34=0,0,AS34*if(AU34>13,-0.003,-0.002)) | X=if(AS34=0,0,AS34*if(AU34>13,-0.007,-0.004)) | 0 | AG: {Factor:WinterCF}; AH: {Factor:SummerCF}; AS: {Measure:Quantity}; AU: {Wattage} | [10 empty] | {Measure:Quantity} | {Measure:Quantity} | {Wattage} | [7 empty] | {Measure:Quantity} | {Measure:Quantity} | {Wattage} | [7 empty] | {Measure:Quantity} | {Measure:Quantity} | {Wattage} | {Factor:WinterCF} | [6 empty] | {Measure:Quantity} | {Measure:Quantity} | {Wattage} | {Factor:SummerCF} | [6 empty] | {Measure:Quantity} | {Measure:Quantity} | {Wattage} | [7 empty] | {Measure:Quantity} | {Measure:Quantity} | {Wattage} | [7 empty] | {Measure:Quantity} | {Measure:Quantity} | {Wattage} | [7 empty] | {Measure:Quantity} | {Measure:Quantity} | {Wattage} | [7 empty] | {Measure:Quantity} | {Measure:Quantity} | {Wattage} | [17 empty] | 2
Arrearage Management Program | Low Flow Bathroom Aerator Direct Install | LILFBA | 2018-07-01 | 2019-06-30 | Manual Entry | $0.00 | 0 | Manual Entry | $0.00 | 0 | 2017-07-01 | 2019-06-30 | Calculated | {Measure:Quantity}*if({Measure:Quantity}=0,0,29) |  |  | {Measure:Quantity}*if({Measure:Quantity}=0,0,0.002) |  |  | {Measure:Quantity}*if({Measure:Quantity}=0,0,0.002)*{Factor:WinterCF} | {Measure:Quantity}*if({Measure:Quantity}=0,0,0.002)*{Factor:SummerCF} | [5 empty] | if({Measure:Quantity}=0,0,{Measure:Quantity}*333) | 2018-07-01 | 2019-06-30 | 10 | 0.004 | 0.003 | 0.397 | 0.268 | 0.203 | 0.131 | 1 | 1 | 1 | 0 | 0 | {Measure:Quantity} | 1 | [18 empty] | 29 | 0 | 0 | 0.002 | 0 | 0 | 8e-06 | 6e-06 | 0 | 0 | 0 | 0 | 0 | 333 | Res | Default DR | 14.2028 | 0.014282 | 0 | 0 | 0 | 0 | 0 | 18.713 | 32.9301 | 0 |  | 0.59 |  |  | 0.59 | 100% | 55.8138 | 1 | 0.59 | 100% | Electric |  | X=$0.00 | X=AS35*if(AS35=0,0,29) | 0 | 0 | X=AS35*if(AS35=0,0,0.002) | 0 | 0 | X=AS35*if(AS35=0,0,0.002)*AG35 | X=AS35*if(AS35=0,0,0.002)*AH35 | 0 | 0 | 0 | 0 | 0 | X=if(AS35=0,0,AS35*333) | AG: {Factor:WinterCF}; AH: {Factor:SummerCF}; AS: {Measure:Quantity} | [10 empty] | {Measure:Quantity} | {Measure:Quantity} | [8 empty] | {Measure:Quantity} | {Measure:Quantity} | [8 empty] | {Measure:Quantity} | {Measure:Quantity} | {Factor:WinterCF} | [7 empty] | {Measure:Quantity} | {Measure:Quantity} | {Factor:SummerCF} | [57 empty] | {Measure:Quantity} | {Measure:Quantity} | [8 empty] | 1
Arrearage Management Program | Low Flow Kitchen Aerator Direct Install | LILFKA | 2018-07-01 | 2019-06-30 | Manual Entry | $0.00 | 0 | Manual Entry | $0.00 | 0 | 2017-07-01 | 2019-06-30 | Calculated | {Measure:Quantity}*if({Measure:Quantity}=0,0,283) |  |  | {Measure:Quantity}*if({Measure:Quantity}=0,0,0.023) |  |  | {Measure:Quantity}*if({Measure:Quantity}=0,0,0.023)*{Factor:WinterCF} | {Measure:Quantity}*if({Measure:Quantity}=0,0,0.023)*{Factor:SummerCF} | [5 empty] | if({Measure:Quantity}=0,0,{Measure:Quantity}*2696) | 2018-07-01 | 2019-06-30 | 10 | 0.012 | 0.008 | 0.397 | 0.268 | 0.203 | 0.131 | 1 | 1 | 1 | 0 | 0 | {Measure:Quantity} | 1 | [18 empty] | 283 | 0 | 0 | 0.023 | 0 | 0 | 0.000276 | 0.000184 | 0 | 0 | 0 | 0 | 0 | 2696 | Res | Default DR | 138.6001 | 0.47781 | 0 | 0 | 0 | 0 | 0 | 151.5022 | 290.5801 | 0 |  | 2.15 |  |  | 2.15 | 100% | 135.1535 | 1 | 2.15 | 100% | Electric |  | X=$0.00 | X=AS36*if(AS36=0,0,283) | 0 | 0 | X=AS36*if(AS36=0,0,0.023) | 0 | 0 | X=AS36*if(AS36=0,0,0.023)*AG36 | X=AS36*if(AS36=0,0,0.023)*AH36 | 0 | 0 | 0 | 0 | 0 | X=if(AS36=0,0,AS36*2696) | AG: {Factor:WinterCF}; AH: {Factor:SummerCF}; AS: {Measure:Quantity} | [10 empty] | {Measure:Quantity} | {Measure:Quantity} | [8 empty] | {Measure:Quantity} | {Measure:Quantity} | [8 empty] | {Measure:Quantity} | {Measure:Quantity} | {Factor:WinterCF} | [7 empty] | {Measure:Quantity} | {Measure:Quantity} | {Factor:SummerCF} | [57 empty] | {Measure:Quantity} | {Measure:Quantity} | [8 empty] | 1
Arrearage Management Program | Low Flow Shower Head Direct Install | LILFSH | 2018-07-01 | 2019-06-30 | Manual Entry | $0.00 | 0 | Manual Entry | $0.00 | 0 | 2017-07-01 | 2019-06-30 | Calculated | {Measure:Quantity}*if({Measure:Quantity}=0,0,442) |  |  | {Measure:Quantity}*if({Measure:Quantity}=0,0,0.035) |  |  | {Measure:Quantity}*if({Measure:Quantity}=0,0,0.035)*{Factor:WinterCF} | {Measure:Quantity}*if({Measure:Quantity}=0,0,0.035)*{Factor:SummerCF} | [5 empty] | if({Measure:Quantity}=0,0,{Measure:Quantity}*3153) | 2018-07-01 | 2019-06-30 | 10 | 0.008 | 0.005 | 0.355 | 0.311 | 0.181 | 0.153 | 0.7 | 1 | 1 | 0 | 0 | {Measure:Quantity} | 1 | [18 empty] | 442 | 0 | 0 | 0.035 | 0 | 0 | 0.00028 | 0.000175 | 0 | 0 | 0 | 0 | 0 | 3153 | Res | Default DR | 150.6157 | 0.33401 | 0 | 0 | 0 | 0 | 0 | 177.1834 | 328.133 | 0 |  | 32.01 |  |  | 32.01 | 100% | 10.251 | 1 | 32.01 | 100% | Electric |  | X=$0.00 | X=AS37*if(AS37=0,0,442) | 0 | 0 | X=AS37*if(AS37=0,0,0.035) | 0 | 0 | X=AS37*if(AS37=0,0,0.035)*AG37 | X=AS37*if(AS37=0,0,0.035)*AH37 | 0 | 0 | 0 | 0 | 0 | X=if(AS37=0,0,AS37*3153) | AG: {Factor:WinterCF}; AH: {Factor:SummerCF}; AS: {Measure:Quantity} | [10 empty] | {Measure:Quantity} | {Measure:Quantity} | [8 empty] | {Measure:Quantity} | {Measure:Quantity} | [8 empty] | {Measure:Quantity} | {Measure:Quantity} | {Factor:WinterCF} | [7 empty] | {Measure:Quantity} | {Measure:Quantity} | {Factor:SummerCF} | [57 empty] | {Measure:Quantity} | {Measure:Quantity} | [8 empty] | 1
Arrearage Management Program | [6 empty] | 0 |  |  | 0 | [89 empty] | 0 | 0 | 0 | 0 | 0 | 0 | 0 | 0 | 0 | 0 | 0 | 0 | 0 | 0 | 0 | AG: {Factor:WinterCF}; AH: {Factor:SummerCF} | [110 empty] | 0
C&I Agricultural Solutions | POTATO: Adjustable Speed Drive - 10 HP Ventilation Fan Motor | AASD - ASD10 | 2018-07-01 | 2019-06-30 | Per Measure | $1745.00 | 0 | Per Measure | $1200.00 | 0 | 2016-07-01 | 2019-06-30 | Calculated | {Measure:Quantity} * {Fan HP} * 2540 | 0.0001 |  | {Measure:Quantity} * {Fan HP} * 0.71 |  |  | {Measure:Quantity} * {Fan HP} * 0.71 * {Factor:WinterCF} | {Measure:Quantity} * {Fan HP} * 0.71 * {Factor:SummerCF} | [6 empty] | 2017-07-01 | 2019-06-30 | 15 | 0.737 | 0 | 0.436 | 0.232 | 0.217 | 0.115 | 1 | 1.122 | 1 | 0.52 | 0.016 | {Measure:Quantity} | 1 | {Fan HP} | 10 | [16 empty] | 25400 | 0.0001 | 0 | 7.1 | 0 | 0 | 5.2327 | 0 | 0 | 0 | 0 | 0 | 0 | 0 | Res | Default DR | 19809.1555 | 9986.824 | 0 | 0 | 0 | 0 | 0 | 0 | 29795.9795 | 0 |  | 1745 |  |  | 1745 | 49.6% | 11.3225 | 1 | 872.5 | 50% | Electric |  | X=$1745.00 | X=AS39 * AU39 * 2540 | X=0.0001 | 0 | X=AS39 * AU39 * 0.71 | 0 | 0 | X=AS39 * AU39 * 0.71 * AG39 | X=AS39 * AU39 * 0.71 * AH39 | 0 | 0 | 0 | 0 | 0 | 0 | AG: {Factor:WinterCF}; AH: {Factor:SummerCF}; AS: {Measure:Quantity}; AU: {Fan HP} | [10 empty] | {Measure:Quantity} | {Fan HP} | [8 empty] | {Measure:Quantity} | {Fan HP} | [8 empty] | {Measure:Quantity} | {Fan HP} | {Factor:WinterCF} | [7 empty] | {Measure:Quantity} | {Fan HP} | {Factor:SummerCF} | [67 empty] | 2
C&I Agricultural Solutions | POTATO: Adjustable Speed Drive - 15 HP Ventilation Fan Motor | AASD - ASD15 | 2018-07-01 | 2019-06-30 | Per Measure | $2525.00 | 0 | Per Measure | $1800.00 | 0 | 2016-07-01 | 2019-06-30 | Calculated | {Measure:Quantity} * {Fan HP} * 2540 | 0.0001 |  | {Measure:Quantity} * {Fan HP} * 0.71 |  |  | {Measure:Quantity} * {Fan HP} * 0.71 * {Factor:WinterCF} | {Measure:Quantity} * {Fan HP} * 0.71 * {Factor:SummerCF} | [6 empty] | 2017-07-01 | 2019-06-30 | 15 | 0.737 | 0 | 0.436 | 0.232 | 0.217 | 0.115 | 1 | 1.122 | 1 | 0.52 | 0.016 | {Measure:Quantity} | 1 | {Fan HP} | 15 | [16 empty] | 38100 | 0.0001 | 0 | 10.65 | 0 | 0 | 7.849 | 0 | 0 | 0 | 0 | 0 | 0 | 0 | Res | Default DR | 29713.7333 | 14980.236 | 0 | 0 | 0 | 0 | 0 | 0 | 44693.9693 | 0 |  | 2525 |  |  | 2525 | 49.6% | 11.7373 | 1 | 1262.5 | 50% | Electric |  | X=$2525.00 | X=AS40 * AU40 * 2540 | X=0.0001 | 0 | X=AS40 * AU40 * 0.71 | 0 | 0 | X=AS40 * AU40 * 0.71 * AG40 | X=AS40 * AU40 * 0.71 * AH40 | 0 | 0 | 0 | 0 | 0 | 0 | AG: {Factor:WinterCF}; AH: {Factor:SummerCF}; AS: {Measure:Quantity}; AU: {Fan HP} | [10 empty] | {Measure:Quantity} | {Fan HP} | [8 empty] | {Measure:Quantity} | {Fan HP} | [8 empty] | {Measure:Quantity} | {Fan HP} | {Factor:WinterCF} | [7 empty] | {Measure:Quantity} | {Fan HP} | {Factor:SummerCF} | [67 empty] | 2
C&I Agricultural Solutions | POTATO: Adjustable Speed Drive - 20 HP Ventilation Fan Motor | AASD - ASD20 | 2018-07-01 | 2019-06-30 | Per Measure | $2725.00 | 0 | Per Measure | $2000.00 | 0 | 2016-07-01 | 2019-06-30 | Calculated | {Measure:Quantity} * {Fan HP} * 2540 | 0.0001 |  | {Measure:Quantity} * {Fan HP} * 0.71 |  |  | {Measure:Quantity} * {Fan HP} * 0.71 * {Factor:WinterCF} | {Measure:Quantity} * {Fan HP} * 0.71 * {Factor:SummerCF} | [6 empty] | 2017-07-01 | 2019-06-30 | 15 | 0.737 | 0 | 0.436 | 0.232 | 0.217 | 0.115 | 1 | 1.122 | 1 | 0.52 | 0.016 | {Measure:Quantity} | 1 | {Fan HP} | 20 | [16 empty] | 50800 | 0.0001 | 0 | 14.2 | 0 | 0 | 10.4654 | 0 | 0 | 0 | 0 | 0 | 0 | 0 | Res | Default DR | 39618.3111 | 19973.648 | 0 | 0 | 0 | 0 | 0 | 0 | 59591.9591 | 0 |  | 2725 |  |  | 2725 | 49.6% | 13.3842 | 1 | 1700 |  | Electric |  | X=$2725.00 | X=AS41 * AU41 * 2540 | X=0.0001 | 0 | X=AS41 * AU41 * 0.71 | 0 | 0 | X=AS41 * AU41 * 0.71 * AG41 | X=AS41 * AU41 * 0.71 * AH41 | 0 | 0 | 0 | 0 | 0 | 0 | AG: {Factor:WinterCF}; AH: {Factor:SummerCF}; AS: {Measure:Quantity}; AU: {Fan HP} | [10 empty] | {Measure:Quantity} | {Fan HP} | [8 empty] | {Measure:Quantity} | {Fan HP} | [8 empty] | {Measure:Quantity} | {Fan HP} | {Factor:WinterCF} | [7 empty] | {Measure:Quantity} | {Fan HP} | {Factor:SummerCF} | [67 empty] | 2
C&I Agricultural Solutions | POTATO: Adjustable Speed Drive - 3 to 5 HP Ventilation Fan Motor | AASD - ASD3to5 | 2018-07-01 | 2019-06-30 | Calculated | {Measure:Quantity}*if({Fan HP}<5,963,1105) | 0 | Per Measure | $800.00 | 0 | 2016-07-01 | 2019-06-30 | Calculated | {Measure:Quantity} * {Fan HP} * 2540 | 0.0001 |  | {Measure:Quantity} * {Fan HP} * 0.71 |  |  | {Measure:Quantity} * {Fan HP} * 0.71 * {Factor:WinterCF} | {Measure:Quantity} * {Fan HP} * 0.71 * {Factor:SummerCF} | [6 empty] | 2017-07-01 | 2019-06-30 | 15 | 0.737 | 0 | 0.436 | 0.232 | 0.217 | 0.115 | 1 | 1.122 | 1 | 0.52 | 0.016 | {Measure:Quantity} | 1 | {Fan HP} | 4 | [16 empty] | 10160 | 0.0001 | 0 | 2.84 | 0 | 0 | 2.0931 | 0 | 0 | 0 | 0 | 0 | 0 | 0 | Res | Default DR | 7923.6622 | 3994.7296 | 0 | 0 | 0 | 0 | 0 | 0 | 11918.3918 | 0 |  | 963 |  |  | 963 | 49.6% | 8.2068 | 1 | 481.5 | 50% | Electric |  | X=AS42*if(AU42<5,963,1105) | X=AS42 * AU42 * 2540 | X=0.0001 | 0 | X=AS42 * AU42 * 0.71 | 0 | 0 | X=AS42 * AU42 * 0.71 * AG42 | X=AS42 * AU42 * 0.71 * AH42 | 0 | 0 | 0 | 0 | 0 | 0 | AG: {Factor:WinterCF}; AH: {Factor:SummerCF}; AS: {Measure:Quantity}; AU: {Fan HP} | {Measure:Quantity} | {Fan HP} | [8 empty] | {Measure:Quantity} | {Fan HP} | [8 empty] | {Measure:Quantity} | {Fan HP} | [8 empty] | {Measure:Quantity} | {Fan HP} | {Factor:WinterCF} | [7 empty] | {Measure:Quantity} | {Fan HP} | {Factor:SummerCF} | [67 empty] | 2
C&I Agricultural Solutions | POTATO: Adjustable Speed Drive - 7.5 HP Ventilation Fan Motor | AASD - ASD7.5 | 2018-07-01 | 2019-06-30 | Per Measure | $1467.00 | 0 | Per Measure | $1000.00 | 0 | 2016-07-01 | 2019-06-30 | Calculated | {Measure:Quantity} * {Fan HP} * 2540 | 0.0001 |  | {Measure:Quantity} * {Fan HP} * 0.71 |  |  | {Measure:Quantity} * {Fan HP} * 0.71 * {Factor:WinterCF} | {Measure:Quantity} * {Fan HP} * 0.71 * {Factor:SummerCF} | [6 empty] | 2017-07-01 | 2019-06-30 | 15 | 0.737 | 0 | 0.436 | 0.232 | 0.217 | 0.115 | 1 | 1.122 | 1 | 0.52 | 0.016 | {Measure:Quantity} | 1 | {Fan HP} | 7.5 | [16 empty] | 19050 | 0.0001 | 0 | 5.325 | 0 | 0 | 3.9245 | 0 | 0 | 0 | 0 | 0 | 0 | 0 | Res | Default DR | 14856.8667 | 7490.118 | 0 | 0 | 0 | 0 | 0 | 0 | 22346.9847 | 0 |  | 1467 |  |  | 1467 | 49.6% | 10.1011 | 1 | 733.5 | 50% | Electric |  | X=$1467.00 | X=AS43 * AU43 * 2540 | X=0.0001 | 0 | X=AS43 * AU43 * 0.71 | 0 | 0 | X=AS43 * AU43 * 0.71 * AG43 | X=AS43 * AU43 * 0.71 * AH43 | 0 | 0 | 0 | 0 | 0 | 0 | AG: {Factor:WinterCF}; AH: {Factor:SummerCF}; AS: {Measure:Quantity}; AU: {Fan HP} | [10 empty] | {Measure:Quantity} | {Fan HP} | [8 empty] | {Measure:Quantity} | {Fan HP} | [8 empty] | {Measure:Quantity} | {Fan HP} | {Factor:WinterCF} | [7 empty] | {Measure:Quantity} | {Fan HP} | {Factor:SummerCF} | [67 empty] | 2
C&I Agricultural Solutions | MILK: Scroll Compressor - 10 HP | AMSC - AMSC10 | 2018-07-01 | 2019-06-30 | Per Measure | $2051.00 | 0 | Per Measure | $1100.00 | 0 | 2016-07-01 | 2019-06-30 | Calculated | 432 * 10 * {Measure:Quantity} | 0.0001 |  | ((432 * 10) /2850) * {Measure:Quantity} |  |  | (((432 * 10) /2850) * {Measure:Quantity}) *{Factor:WinterCF} | (((432 * 10) /2850) * {Measure:Quantity}) *{Factor:SummerCF} | [6 empty] | 2017-07-01 | 2019-06-30 | 15 | 0.674 | 0.327 | 0.436 | 0.232 | 0.217 | 0.115 | 1 | 1.122 | 1 | 0.52 | 0.016 | {Measure:Quantity} | 1 | [18 empty] | 4320 | 0.0001 | 0 | 1.5158 | 0 | 0 | 1.0216 | 0.49566 | 0 | 0 | 0 | 0 | 0 | 0 | Res | Default DR | 3369.1162 | 2422.8429 | 0 | 0 | 0 | 0 | 0 | 0 | 5791.9592 | 0 |  | 2051 |  |  | 2051 | 49.6% | 2.4271 | 1 | 330 |  | Electric |  | X=$2051.00 | X=432 * 10 * AS44 | X=0.0001 | 0 | X=((432 * 10) /2850) * AS44 | 0 | 0 | X=(((432 * 10) /2850) * AS44) *AG44 | X=(((432 * 10) /2850) * AS44) *AH44 | 0 | 0 | 0 | 0 | 0 | 0 | AG: {Factor:WinterCF}; AH: {Factor:SummerCF}; AS: {Measure:Quantity} | [10 empty] | {Measure:Quantity} | [9 empty] | {Measure:Quantity} | [9 empty] | {Measure:Quantity} | {Factor:WinterCF} | [8 empty] | {Measure:Quantity} | {Factor:SummerCF} | [68 empty] | 1
C&I Agricultural Solutions | MILK: Scroll Compressor - 2 HP | AMSC - AMSC2 | 2018-07-01 | 2019-06-30 | Per Measure | $400.00 | 0 | Per Measure | $220.00 | 0 | 2016-07-01 | 2019-06-30 | Calculated | 432 * 2 * {Measure:Quantity} | 0.0001 |  | ((432 * 2) /2850) * {Measure:Quantity} |  |  | (((432 * 2) /2850) * {Measure:Quantity}) *{Factor:WinterCF} | (((432 * 2) /2850) * {Measure:Quantity}) *{Factor:SummerCF} | [6 empty] | 2017-07-01 | 2019-06-30 | 15 | 0.674 | 0.327 | 0.436 | 0.232 | 0.217 | 0.115 | 1 | 1.122 | 1 | 0.52 | 0.016 | {Measure:Quantity} | 1 | [18 empty] | 864 | 0.0001 | 0 | 0.30316 | 0 | 0 | 0.20433 | 0.099133 | 0 | 0 | 0 | 0 | 0 | 0 | Res | Default DR | 673.8232 | 484.5686 | 0 | 0 | 0 | 0 | 0 | 0 | 1158.3918 | 0 |  | 400 |  |  | 400 | 49.6% | 1.9203 | 1 | 200 | 50% | Electric |  | X=$400.00 | X=432 * 2 * AS45 | X=0.0001 | 0 | X=((432 * 2) /2850) * AS45 | 0 | 0 | X=(((432 * 2) /2850) * AS45) *AG45 | X=(((432 * 2) /2850) * AS45) *AH45 | 0 | 0 | 0 | 0 | 0 | 0 | AG: {Factor:WinterCF}; AH: {Factor:SummerCF}; AS: {Measure:Quantity} | [10 empty] | {Measure:Quantity} | [9 empty] | {Measure:Quantity} | [9 empty] | {Measure:Quantity} | {Factor:WinterCF} | [8 empty] | {Measure:Quantity} | {Factor:SummerCF} | [68 empty] | 1
C&I Agricultural Solutions | MILK: Scroll Compressor - 3 HP | AMSC - AMSC3 | 2018-07-01 | 2019-06-30 | Per Measure | $525.00 | 0 | Per Measure | $330.00 | 0 | 2016-07-01 | 2019-06-30 | Calculated | 432 * 3 * {Measure:Quantity} | 0.0001 |  | ((432 * 3) /2850) * {Measure:Quantity} |  |  | (((432 * 3) /2850) * {Measure:Quantity}) *{Factor:WinterCF} | (((432 * 3) /2850) * {Measure:Quantity}) *{Factor:SummerCF} | [6 empty] | 2017-07-01 | 2019-06-30 | 15 | 0.674 | 0.327 | 0.436 | 0.232 | 0.217 | 0.115 | 1 | 1.122 | 1 | 0.52 | 0.016 | {Measure:Quantity} | 1 | [18 empty] | 1296 | 0.0001 | 0 | 0.45474 | 0 | 0 | 0.30649 | 0.1487 | 0 | 0 | 0 | 0 | 0 | 0 | Res | Default DR | 1010.7349 | 726.8529 | 0 | 0 | 0 | 0 | 0 | 0 | 1737.5877 | 0 |  | 525 |  |  | 525 | 49.6% | 2.1947 | 1 | 262.5 | 50% | Electric |  | X=$525.00 | X=432 * 3 * AS46 | X=0.0001 | 0 | X=((432 * 3) /2850) * AS46 | 0 | 0 | X=(((432 * 3) /2850) * AS46) *AG46 | X=(((432 * 3) /2850) * AS46) *AH46 | 0 | 0 | 0 | 0 | 0 | 0 | AG: {Factor:WinterCF}; AH: {Factor:SummerCF}; AS: {Measure:Quantity} | [10 empty] | {Measure:Quantity} | [9 empty] | {Measure:Quantity} | [9 empty] | {Measure:Quantity} | {Factor:WinterCF} | [8 empty] | {Measure:Quantity} | {Factor:SummerCF} | [68 empty] | 1
C&I Agricultural Solutions | MILK: Scroll Compressor - 5 HP | AMSC - AMSC5 | 2018-07-01 | 2019-06-30 | Per Measure | $1000.00 | 0 | Per Measure | $550.00 | 0 | 2016-07-01 | 2019-06-30 | Calculated | 432 * 5 * {Measure:Quantity} | 0.0001 |  | ((432 * 5) /2850) * {Measure:Quantity} |  |  | (((432 * 5) /2850) * {Measure:Quantity}) *{Factor:WinterCF} | (((432 * 5) /2850) * {Measure:Quantity}) *{Factor:SummerCF} | [6 empty] | 2017-07-01 | 2019-06-30 | 15 | 0.674 | 0.327 | 0.436 | 0.232 | 0.217 | 0.115 | 1 | 1.122 | 1 | 0.52 | 0.016 | {Measure:Quantity} | 1 | [18 empty] | 2160 | 0.0001 | 0 | 0.75789 | 0 | 0 | 0.51082 | 0.24783 | 0 | 0 | 0 | 0 | 0 | 0 | Res | Default DR | 1684.5581 | 1211.4215 | 0 | 0 | 0 | 0 | 0 | 0 | 2895.9796 | 0 |  | 1000 |  |  | 1000 | 49.6% | 1.9203 | 1 | 500 | 50% | Electric |  | X=$1000.00 | X=432 * 5 * AS47 | X=0.0001 | 0 | X=((432 * 5) /2850) * AS47 | 0 | 0 | X=(((432 * 5) /2850) * AS47) *AG47 | X=(((432 * 5) /2850) * AS47) *AH47 | 0 | 0 | 0 | 0 | 0 | 0 | AG: {Factor:WinterCF}; AH: {Factor:SummerCF}; AS: {Measure:Quantity} | [10 empty] | {Measure:Quantity} | [9 empty] | {Measure:Quantity} | [9 empty] | {Measure:Quantity} | {Factor:WinterCF} | [8 empty] | {Measure:Quantity} | {Factor:SummerCF} | [68 empty] | 1
C&I Agricultural Solutions | MILK: Scroll Compressor - 6 HP | AMSC - AMSC6 | 2018-07-01 | 2019-06-30 | Per Measure | $1300.00 | 0 | Per Measure | $660.00 | 0 | 2016-07-01 | 2019-06-30 | Calculated | 432 * 6 * {Measure:Quantity} | 0.0001 |  | ((432 * 6) /2850) * {Measure:Quantity} |  |  | (((432 * 6) /2850) * {Measure:Quantity}) *{Factor:WinterCF} | (((432 * 6) /2850) * {Measure:Quantity}) *{Factor:SummerCF} | [6 empty] | 2017-07-01 | 2019-06-30 | 15 | 0.674 | 0.327 | 0.436 | 0.232 | 0.217 | 0.115 | 1 | 1.122 | 1 | 0.52 | 0.016 | {Measure:Quantity} | 1 | [18 empty] | 2592 | 0.0001 | 0 | 0.90947 | 0 | 0 | 0.61299 | 0.2974 | 0 | 0 | 0 | 0 | 0 | 0 | Res | Default DR | 2021.4697 | 1453.7058 | 0 | 0 | 0 | 0 | 0 | 0 | 3475.1755 | 0 |  | 1300 |  |  | 1300 | 49.6% | 1.7726 | 1 | 650 | 50% | Electric |  | X=$1300.00 | X=432 * 6 * AS48 | X=0.0001 | 0 | X=((432 * 6) /2850) * AS48 | 0 | 0 | X=(((432 * 6) /2850) * AS48) *AG48 | X=(((432 * 6) /2850) * AS48) *AH48 | 0 | 0 | 0 | 0 | 0 | 0 | AG: {Factor:WinterCF}; AH: {Factor:SummerCF}; AS: {Measure:Quantity} | [10 empty] | {Measure:Quantity} | [9 empty] | {Measure:Quantity} | [9 empty] | {Measure:Quantity} | {Factor:WinterCF} | [8 empty] | {Measure:Quantity} | {Factor:SummerCF} | [68 empty] | 1
C&I Agricultural Solutions | MILK: Scroll Compressor - 7.5 HP | AMSC - AMSC7.5 | 2018-07-01 | 2019-06-30 | Per Measure | $1538.00 | 0 | Per Measure | $825.00 | 0 | 2016-07-01 | 2019-06-30 | Calculated | 432 * 7.5 * {Measure:Quantity} | 0.0001 |  | ((432 * 7.5) /2850) * {Measure:Quantity} |  |  | (((432 * 7.5) /2850) * {Measure:Quantity}) *{Factor:WinterCF} | (((432 * 7.5) /2850) * {Measure:Quantity}) *{Factor:SummerCF} | [6 empty] | 2017-07-01 | 2019-06-30 | 15 | 0.674 | 0.327 | 0.436 | 0.232 | 0.217 | 0.115 | 1 | 1.122 | 1 | 0.52 | 0.016 | {Measure:Quantity} | 1 | [18 empty] | 3240 | 0.0001 | 0 | 1.1368 | 0 | 0 | 0.76623 | 0.37175 | 0 | 0 | 0 | 0 | 0 | 0 | Res | Default DR | 2526.8372 | 1817.1322 | 0 | 0 | 0 | 0 | 0 | 0 | 4343.9694 | 0 |  | 1538 |  |  | 1538 | 49.6% | 1.8729 | 1 | 769 | 50% | Electric |  | X=$1538.00 | X=432 * 7.5 * AS49 | X=0.0001 | 0 | X=((432 * 7.5) /2850) * AS49 | 0 | 0 | X=(((432 * 7.5) /2850) * AS49) *AG49 | X=(((432 * 7.5) /2850) * AS49) *AH49 | 0 | 0 | 0 | 0 | 0 | 0 | AG: {Factor:WinterCF}; AH: {Factor:SummerCF}; AS: {Measure:Quantity} | [10 empty] | {Measure:Quantity} | [9 empty] | {Measure:Quantity} | [9 empty] | {Measure:Quantity} | {Factor:WinterCF} | [8 empty] | {Measure:Quantity} | {Factor:SummerCF} | [68 empty] | 1
C&I Agricultural Solutions | MILK: Vacuum Pump with Adjustable Speed Drive Package - 10 HP | AMVP - VP10 | 2018-07-01 | 2019-06-30 | Per Measure | $5322.00 | 0 | Per Measure | $2500.00 | 0 | 2016-07-01 | 2019-06-30 | Calculated | {Measure:Quantity} * (((10*0.746*.75/({Motor Efficiency}/100)) - (.0495*(2*{# of Milking Units})+1.7729))*{Daily Run Time}*365) | 0.0001 |  | {Measure:Quantity} * ((10*0.746*.75/({Motor Efficiency}/100)) - (.0495*(2*{# of Milking Units})+1.7729)) |  |  | ({Measure:Quantity} * ((10*0.746*.75/({Motor Efficiency}/100)) - (.0495*(2*{# of Milking Units})+1.7729)))*{Factor:WinterCF} | ({Measure:Quantity} * ((10*0.746*.75/({Motor Efficiency}/100)) - (.0495*(2*{# of Milking Units})+1.7729)))*{Factor:SummerCF} | [6 empty] | 2017-07-01 | 2019-06-30 | 15 | 0.467 | 0.275 | 0.369 | 0.301 | 0.182 | 0.148 | 1 | 1.122 | 1 | 0.52 | 0.016 | {Measure:Quantity} | 1 | {Motor Efficiency} | 0.917 | {# of Milking Units} | 1000 | {Daily Run Time} | 2 | [12 empty] | 371839.2726 | 0.0001 | 0 | 509.3689 | 0 | 0 | 237.8753 | 140.0764 | 0 | 0 | 0 | 0 | 0 | 0 | Res | Default DR | 286996.9952 | 587665.5895 | 0 | 0 | 0 | 0 | 0 | 0 | 874662.5847 | 0 |  | 5322 |  |  | 5322 | 49.6% | 108.9797 | 1 | 2661 | 50% | Electric |  | X=$5322.00 | X=AS50 * (((10*0.746*.75/(AU50/100)) - (.0495*(2*AW50)+1.7729))*AY50*365) | X=0.0001 | 0 | X=AS50 * ((10*0.746*.75/(AU50/100)) - (.0495*(2*AW50)+1.7729)) | 0 | 0 | X=(AS50 * ((10*0.746*.75/(AU50/100)) - (.0495*(2*AW50)+1.7729)))*AG50 | X=(AS50 * ((10*0.746*.75/(AU50/100)) - (.0495*(2*AW50)+1.7729)))*AH50 | 0 | 0 | 0 | 0 | 0 | 0 | AG: {Factor:WinterCF}; AH: {Factor:SummerCF}; AS: {Measure:Quantity}; AU: {Motor Efficiency}; AW: {# of Milking Units}; AY: {Daily Run Time} | [10 empty] | {Measure:Quantity} | {Motor Efficiency} | {# of Milking Units} | {Daily Run Time} | [6 empty] | {Measure:Quantity} | {Motor Efficiency} | {# of Milking Units} | [7 empty] | {Measure:Quantity} | {Motor Efficiency} | {# of Milking Units} | {Factor:WinterCF} | [6 empty] | {Measure:Quantity} | {Motor Efficiency} | {# of Milking Units} | {Factor:SummerCF} | [66 empty] | 4
C&I Agricultural Solutions | MILK: Vacuum Pump with Adjustable Speed Drive Package - 15 HP | AMVP - VP15 | 2018-07-01 | 2019-06-30 | Per Measure | $5322.00 | 0 | Per Measure | $3000.00 | 0 | 2016-07-01 | 2019-06-30 | Calculated | {Measure:Quantity} * (((15*0.746*.75/({Motor Efficiency}/100)) - (.0495*(2*{# of Milking Units})+1.7729))*{Daily Run Time}*365) | 0.0001 |  | {Measure:Quantity} * ((15*0.746*.75/({Motor Efficiency}/100)) - (.0495*(2*{# of Milking Units})+1.7729)) |  |  | ({Measure:Quantity} * ((15*0.746*.75/({Motor Efficiency}/100)) - (.0495*(2*{# of Milking Units})+1.7729)))*{Factor:WinterCF} | ({Measure:Quantity} * ((15*0.746*.75/({Motor Efficiency}/100)) - (.0495*(2*{# of Milking Units})+1.7729)))*{Factor:SummerCF} | [6 empty] | 2017-07-01 | 2019-06-30 | 15 | 0.467 | 0.275 | 0.369 | 0.301 | 0.182 | 0.148 | 1 | 1.122 | 1 | 0.52 | 0.016 | {Measure:Quantity} | 1 | {Motor Efficiency} | 0.93 | {# of Milking Units} | 1000 | {Daily Run Time} | 2 | [12 empty] | 585201.912 | 0.0001 | 0 | 801.6465 | 0 | 0 | 374.3689 | 220.4528 | 0 | 0 | 0 | 0 | 0 | 0 | Res | Default DR | 451676.8472 | 924870.1036 | 0 | 0 | 0 | 0 | 0 | 0 | 1376546.9508 | 0 |  | 5322 |  |  | 5322 | 49.6% | 171.5127 | 1 | 2661 | 50% | Electric |  | X=$5322.00 | X=AS51 * (((15*0.746*.75/(AU51/100)) - (.0495*(2*AW51)+1.7729))*AY51*365) | X=0.0001 | 0 | X=AS51 * ((15*0.746*.75/(AU51/100)) - (.0495*(2*AW51)+1.7729)) | 0 | 0 | X=(AS51 * ((15*0.746*.75/(AU51/100)) - (.0495*(2*AW51)+1.7729)))*AG51 | X=(AS51 * ((15*0.746*.75/(AU51/100)) - (.0495*(2*AW51)+1.7729)))*AH51 | 0 | 0 | 0 | 0 | 0 | 0 | AG: {Factor:WinterCF}; AH: {Factor:SummerCF}; AS: {Measure:Quantity}; AU: {Motor Efficiency}; AW: {# of Milking Units}; AY: {Daily Run Time} | [10 empty] | {Measure:Quantity} | {Motor Efficiency} | {# of Milking Units} | {Daily Run Time} | [6 empty] | {Measure:Quantity} | {Motor Efficiency} | {# of Milking Units} | [7 empty] | {Measure:Quantity} | {Motor Efficiency} | {# of Milking Units} | {Factor:WinterCF} | [6 empty] | {Measure:Quantity} | {Motor Efficiency} | {# of Milking Units} | {Factor:SummerCF} | [66 empty] | 4
C&I Agricultural Solutions | MILK: Vacuum Pump with Adjustable Speed Drive Package - 30 HP | AMVP - VP30 | 2018-07-01 | 2019-06-30 | Per Measure | $5322.00 | 0 | Per Measure | $6000.00 | 0 | 2016-07-01 | 2019-06-30 | Calculated | {Measure:Quantity} * (((30*0.746*.75/({Motor Efficiency}/100)) - (.0495*(2*{# of Milking Units})+1.7729))*{Daily Run Time}*365) | 0.0001 |  | {Measure:Quantity} * ((30*0.746*.75/({Motor Efficiency}/100)) - (.0495*(2*{# of Milking Units})+1.7729)) |  |  | ({Measure:Quantity} * ((30*0.746*.75/({Motor Efficiency}/100)) - (.0495*(2*{# of Milking Units})+1.7729)))*{Factor:WinterCF} | ({Measure:Quantity} * ((30*0.746*.75/({Motor Efficiency}/100)) - (.0495*(2*{# of Milking Units})+1.7729)))*{Factor:SummerCF} | [6 empty] | 2017-07-01 | 2019-06-30 | 15 | 0.467 | 0.275 | 0.369 | 0.301 | 0.182 | 0.148 | 1 | 1.122 | 1 | 0.52 | 0.016 | {Measure:Quantity} | 1 | {Motor Efficiency} | 0.941 | {# of Milking Units} | 1000 | {Daily Run Time} | 2 | [12 empty] | 1228566.495 | 0.0001 | 0 | 1682.9678 | 0 | 0 | 785.946 | 462.8161 | 0 | 0 | 0 | 0 | 0 | 0 | Res | Default DR | 948245.434 | 1941662.1822 | 0 | 0 | 0 | 0 | 0 | 0 | 2889907.6162 | 0 |  | 5322 |  |  | 5322 | 49.6% | 360.0718 | 1 | 2661 | 50% | Electric |  | X=$5322.00 | X=AS52 * (((30*0.746*.75/(AU52/100)) - (.0495*(2*AW52)+1.7729))*AY52*365) | X=0.0001 | 0 | X=AS52 * ((30*0.746*.75/(AU52/100)) - (.0495*(2*AW52)+1.7729)) | 0 | 0 | X=(AS52 * ((30*0.746*.75/(AU52/100)) - (.0495*(2*AW52)+1.7729)))*AG52 | X=(AS52 * ((30*0.746*.75/(AU52/100)) - (.0495*(2*AW52)+1.7729)))*AH52 | 0 | 0 | 0 | 0 | 0 | 0 | AG: {Factor:WinterCF}; AH: {Factor:SummerCF}; AS: {Measure:Quantity}; AU: {Motor Efficiency}; AW: {# of Milking Units}; AY: {Daily Run Time} | [10 empty] | {Measure:Quantity} | {Motor Efficiency} | {# of Milking Units} | {Daily Run Time} | [6 empty] | {Measure:Quantity} | {Motor Efficiency} | {# of Milking Units} | [7 empty] | {Measure:Quantity} | {Motor Efficiency} | {# of Milking Units} | {Factor:WinterCF} | [6 empty] | {Measure:Quantity} | {Motor Efficiency} | {# of Milking Units} | {Factor:SummerCF} | [66 empty] | 4
C&I Agricultural Solutions | MILK: Vacuum Pump with Adjustable Speed Drive Package - 7.5 HP | AMVP - VP7.5 | 2018-07-01 | 2019-06-30 | Per Measure | $5322.00 | 0 | Per Measure | $2000.00 | 0 | 2016-07-01 | 2019-06-30 | Calculated | {Measure:Quantity} * (((7.5*0.746*.75/({Motor Efficiency}/100)) - (.0495*(2*{# of Milking Units})+1.7729))*{Daily Run Time}*365) | 0.0001 |  | {Measure:Quantity} * ((7.5*0.746*.75/({Motor Efficiency}/100)) - (.0495*(2*{# of Milking Units})+1.7729)) |  |  | ({Measure:Quantity} * ((7.5*0.746*.75/({Motor Efficiency}/100)) - (.0495*(2*{# of Milking Units})+1.7729)))*{Factor:WinterCF} | ({Measure:Quantity} * ((7.5*0.746*.75/({Motor Efficiency}/100)) - (.0495*(2*{# of Milking Units})+1.7729)))*{Factor:SummerCF} | [6 empty] | 2017-07-01 | 2019-06-30 | 15 | 0.467 | 0.275 | 0.369 | 0.301 | 0.182 | 0.148 | 1 | 1.122 | 1 | 0.52 | 0.016 | {Measure:Quantity} | 1 | {Motor Efficiency} | 0.917 | {# of Milking Units} | 1000 | {Daily Run Time} | 2 | [12 empty] | 260488.4002 | 0.0001 | 0 | 356.8334 | 0 | 0 | 166.6412 | 98.1292 | 0 | 0 | 0 | 0 | 0 | 0 | Res | Default DR | 201052.9647 | 411683.4357 | 0 | 0 | 0 | 0 | 0 | 0 | 612736.4004 | 0 |  | 5322 |  |  | 5322 | 49.6% | 76.3447 | 1 | 2661 | 50% | Electric |  | X=$5322.00 | X=AS53 * (((7.5*0.746*.75/(AU53/100)) - (.0495*(2*AW53)+1.7729))*AY53*365) | X=0.0001 | 0 | X=AS53 * ((7.5*0.746*.75/(AU53/100)) - (.0495*(2*AW53)+1.7729)) | 0 | 0 | X=(AS53 * ((7.5*0.746*.75/(AU53/100)) - (.0495*(2*AW53)+1.7729)))*AG53 | X=(AS53 * ((7.5*0.746*.75/(AU53/100)) - (.0495*(2*AW53)+1.7729)))*AH53 | 0 | 0 | 0 | 0 | 0 | 0 | AG: {Factor:WinterCF}; AH: {Factor:SummerCF}; AS: {Measure:Quantity}; AU: {Motor Efficiency}; AW: {# of Milking Units}; AY: {Daily Run Time} | [10 empty] | {Measure:Quantity} | {Motor Efficiency} | {# of Milking Units} | {Daily Run Time} | [6 empty] | {Measure:Quantity} | {Motor Efficiency} | {# of Milking Units} | [7 empty] | {Measure:Quantity} | {Motor Efficiency} | {# of Milking Units} | {Factor:WinterCF} | [6 empty] | {Measure:Quantity} | {Motor Efficiency} | {# of Milking Units} | {Factor:SummerCF} | [66 empty] | 4
C&I Agricultural Solutions | OTHER: High Volume Low Speed Fans (14,16,18, 20 & 24 foot diameters) | AOLSF | 2018-07-01 | 2019-06-30 | Per Measure | $1165.00 | 0 | Per Measure | $1000.00 | 0 | 2016-07-01 | 2019-06-30 | Calculated | {Measure:Quantity} * (({Existing Fan HP} / 0.80 - {Fan HP} / ({Motor Efficiency}/100) ) * 0.746 * 0.80) * 3660 | 0.0001 |  | {Measure:Quantity} * (({Existing Fan HP} / 0.80 - {Fan HP} / ({Motor Efficiency}/100) ) * 0.746 * 0.80) |  |  | {Measure:Quantity} * (({Existing Fan HP} / 0.80 - {Fan HP} / ({Motor Efficiency}/100) ) * 0.746 * 0.80) * {Factor:WinterCF} | {Measure:Quantity} * (({Existing Fan HP} / 0.80 - {Fan HP} / ({Motor Efficiency}/100) ) * 0.746 * 0.80) *{Factor:SummerCF} | [6 empty] | 2017-07-01 | 2019-06-30 | 15 | 0.674 | 0.326 | 0.436 | 0.232 | 0.217 | 0.115 | 1 | 1.122 | 1 | 0.52 | 0.016 | {Measure:Quantity} | 1 | {Existing Fan HP} | 5 | {Fan HP} | 3 | {Motor Efficiency} | 90 | [12 empty] | 6370.84 | 0.0001 | 0 | 1.7407 | 0 | 0 | 1.1732 | 0.56746 | 0 | 0 | 0 | 0 | 0 | 0 | Res | Default DR | 4968.5418 | 2780.6263 | 0 | 0 | 0 | 0 | 0 | 0 | 7749.1681 | 0 |  | 1165 |  |  | 1165 | 49.6% | 4.4107 | 1 | 582.5 | 50% | Electric |  | X=$1165.00 | X=AS54 * ((AU54 / 0.80 - AW54 / (AY54/100) ) * 0.746 * 0.80) * 3660 | X=0.0001 | 0 | X=AS54 * ((AU54 / 0.80 - AW54 / (AY54/100) ) * 0.746 * 0.80) | 0 | 0 | X=AS54 * ((AU54 / 0.80 - AW54 / (AY54/100) ) * 0.746 * 0.80) * AG54 | X=AS54 * ((AU54 / 0.80 - AW54 / (AY54/100) ) * 0.746 * 0.80) *AH54 | 0 | 0 | 0 | 0 | 0 | 0 | AG: {Factor:WinterCF}; AH: {Factor:SummerCF}; AS: {Measure:Quantity}; AU: {Existing Fan HP}; AW: {Fan HP}; AY: {Motor Efficiency} | [10 empty] | {Measure:Quantity} | {Existing Fan HP} | {Fan HP} | {Motor Efficiency} | [6 empty] | {Measure:Quantity} | {Existing Fan HP} | {Fan HP} | {Motor Efficiency} | [6 empty] | {Measure:Quantity} | {Existing Fan HP} | {Fan HP} | {Motor Efficiency} | {Factor:WinterCF} | [5 empty] | {Measure:Quantity} | {Existing Fan HP} | {Fan HP} | {Motor Efficiency} | {Factor:SummerCF} | [65 empty] | 4
C&I Agricultural Solutions | [6 empty] | 0 |  |  | 0 |  |  |  |  | 0.0016 | [84 empty] | 0 | 0 | X=0.0016 | 0 | 0 | 0 | 0 | 0 | 0 | 0 | 0 | 0 | 0 | 0 | 0 | AG: {Factor:WinterCF}; AH: {Factor:SummerCF} | [110 empty] | 0
C&I Commercial Kitchen Solutions | G17 Fryer | G17 | 2018-07-01 | 2019-06-30 | Per Measure | $1120.00 | 0 | Calculated | {Measure:Quantity}*800 | 0 | 2016-11-01 | 2019-06-30 | Calculated | [8 empty] | {Measure:Quantity} * 415 | [5 empty] | 2017-07-01 | 2019-06-30 | 12 | 0 | 0 | 1 | 0 | 0 | 0 | 1 | 1 | 0 | 0.25 | 0 | {Measure:Quantity} | 1 | [18 empty] | 0 | 0 | 0 | 0 | 0 | 0 | 0 | 0 | 415 | 0 | 0 | 0 | 0 | 0 | Res | Default DR | 0 | 0 | 3170.6432 | 0 | 0 | 0 | 0 | 0 | 3170.6432 | 0 |  | 1120 |  |  | 1120 | 75% | 2.2865 | 1 | 800 |  | NG |  | X=$1120.00 | 0 | 0 | 0 | 0 | 0 | 0 | 0 | 0 | X=AS56 * 415 | 0 | 0 | 0 | 0 | 0 | AG: {Factor:WinterCF}; AH: {Factor:SummerCF}; AS: {Measure:Quantity} | [50 empty] | {Measure:Quantity} | [59 empty] | 1
C&I Commercial Kitchen Solutions | G19 Convection Oven | G19 | 2018-07-01 | 2019-06-30 | Per Measure | $0.00 | 0 | Calculated | {Measure:Quantity}*750 | 0 | 2016-11-01 | 2019-06-30 | Calculated | [8 empty] | {Measure:Quantity} * 129 | [5 empty] | 2017-07-01 | 2019-06-30 | 12 | 0 | 0 | 1 | 0 | 0 | 0 | 1 | 1 | 0 | 0.25 | 0 | {Measure:Quantity} | 1 | [18 empty] | 0 | 0 | 0 | 0 | 0 | 0 | 0 | 0 | 129 | 0 | 0 | 0 | 0 | 0 | Res | Default DR | 0 | 0 | 985.5734 | 0 | 0 | 0 | 0 | 0 | 985.5734 | 0 |  | 0 |  |  | 0 | 75% | 1.0196 | 1 | 725 |  | NG |  | X=$0.00 | 0 | 0 | 0 | 0 | 0 | 0 | 0 | 0 | X=AS57 * 129 | 0 | 0 | 0 | 0 | 0 | AG: {Factor:WinterCF}; AH: {Factor:SummerCF}; AS: {Measure:Quantity} | [50 empty] | {Measure:Quantity} | [59 empty] | 1
C&I Commercial Kitchen Solutions | G20 Combination Oven | G20 | 2018-07-01 | 2019-06-30 | Per Measure | $0.00 | 0 | Calculated | {Measure:Quantity}*1250 | 0 | 2016-11-01 | 2019-06-30 | Calculated | [8 empty] | {Measure:Quantity} * 730 | [5 empty] | 2017-07-01 | 2019-06-30 | 12 | 0 | 0 | 1 | 0 | 0 | 0 | 1 | 1 | 0 | 0.25 | 0 | {Measure:Quantity} | 1 | [18 empty] | 0 | 0 | 0 | 0 | 0 | 0 | 0 | 0 | 730 | 0 | 0 | 0 | 0 | 0 | Res | Default DR | 0 | 0 | 5577.276 | 0 | 0 | 0 | 0 | 0 | 5577.276 | 0 |  | 1 |  |  | 1 | 75% | 2.2309 | 1 | 1875 |  | NG |  | X=$0.00 | 0 | 0 | 0 | 0 | 0 | 0 | 0 | 0 | X=AS58 * 730 | 0 | 0 | 0 | 0 | 0 | AG: {Factor:WinterCF}; AH: {Factor:SummerCF}; AS: {Measure:Quantity} | [50 empty] | {Measure:Quantity} | [59 empty] | 1
C&I Commercial Kitchen Solutions | G21 Steamer - 10 Pan | G21 - G2110P | 2018-07-01 | 2019-06-30 | Per Measure | $870.00 | 0 | Per Measure | $300.00 | 0 | 2016-11-01 | 2019-06-30 | Calculated | [8 empty] | {Measure:Quantity} * 1622 | [5 empty] | 2017-07-01 | 2019-06-30 | 12 | 0 | 0 | 1 | 0 | 0 | 0 | 1 | 1 | 0 | 0.25 | 0 | {Measure:Quantity} | 1 | [18 empty] | 0 | 0 | 0 | 0 | 0 | 0 | 0 | 0 | 1622 | 0 | 0 | 0 | 0 | 0 | Res | Default DR | 0 | 0 | 12392.2488 | 0 | 0 | 0 | 0 | 0 | 12392.2488 | 0 |  | 870 |  |  | 870 | 75% | 12.7755 | 1 | 300 |  | NG |  | X=$870.00 | 0 | 0 | 0 | 0 | 0 | 0 | 0 | 0 | X=AS59 * 1622 | 0 | 0 | 0 | 0 | 0 | AG: {Factor:WinterCF}; AH: {Factor:SummerCF}; AS: {Measure:Quantity} | [50 empty] | {Measure:Quantity} | [59 empty] | 1
C&I Commercial Kitchen Solutions | G21 Steamer - 3 Pan | G21 - G213P | 2018-07-01 | 2019-06-30 | Per Measure | $260.00 | 0 | Calculated | {Measure:Quantity}*300 | 0 | 2016-11-01 | 2019-06-30 | Calculated | [8 empty] | {Measure:Quantity} * 766 | [5 empty] | 2017-07-01 | 2019-06-30 | 12 | 0 | 0 | 1 | 0 | 0 | 0 | 1 | 1 | 0 | 0.25 | 0 | {Measure:Quantity} | 1 | [18 empty] | 0 | 0 | 0 | 0 | 0 | 0 | 0 | 0 | 766 | 0 | 0 | 0 | 0 | 0 | Res | Default DR | 0 | 0 | 5852.3197 | 0 | 0 | 0 | 0 | 0 | 5852.3197 | 0 |  | 260 |  |  | 260 | 75% | 14.6308 | 1 | 300 |  | NG |  | X=$260.00 | 0 | 0 | 0 | 0 | 0 | 0 | 0 | 0 | X=AS60 * 766 | 0 | 0 | 0 | 0 | 0 | AG: {Factor:WinterCF}; AH: {Factor:SummerCF}; AS: {Measure:Quantity} | [50 empty] | {Measure:Quantity} | [59 empty] | 1
C&I Commercial Kitchen Solutions | G21 Steamer - 5 Pan | G21 - G215P | 2018-07-01 | 2019-06-30 | Per Measure | $0.00 | 0 | Calculated | {Measure:Quantity}*300 | 0 | 2016-11-01 | 2019-06-30 | Calculated | [8 empty] | {Measure:Quantity} * 962 | [5 empty] | 2017-07-01 | 2019-06-30 | 12 | 0 | 0 | 1 | 0 | 0 | 0 | 1 | 1 | 0 | 0.25 | 0 | {Measure:Quantity} | 1 | [18 empty] | 0 | 0 | 0 | 0 | 0 | 0 | 0 | 0 | 962 | 0 | 0 | 0 | 0 | 0 | Res | Default DR | 0 | 0 | 7349.7801 | 0 | 0 | 0 | 0 | 0 | 7349.7801 | 0 |  | 1 |  |  | 1 | 75% | 18.3745 | 1 | 300 |  | NG |  | X=$0.00 | 0 | 0 | 0 | 0 | 0 | 0 | 0 | 0 | X=AS61 * 962 | 0 | 0 | 0 | 0 | 0 | AG: {Factor:WinterCF}; AH: {Factor:SummerCF}; AS: {Measure:Quantity} | [50 empty] | {Measure:Quantity} | [59 empty] | 1
C&I Commercial Kitchen Solutions | G21 Steamer - 6 Pan | G21 - G216P | 2018-07-01 | 2019-06-30 | Per Measure | $870.00 | 0 | Calculated | {Measure:Quantity}*300 | 0 | 2016-11-01 | 2019-06-30 | Calculated | [8 empty] | {Measure:Quantity} * 1054 | [5 empty] | 2017-07-01 | 2019-06-30 | 12 | 0 | 0 | 1 | 0 | 0 | 0 | 1 | 1 | 0 | 0.25 | 0 | {Measure:Quantity} | 1 | [18 empty] | 0 | 0 | 0 | 0 | 0 | 0 | 0 | 0 | 1054 | 0 | 0 | 0 | 0 | 0 | Res | Default DR | 0 | 0 | 8052.6697 | 0 | 0 | 0 | 0 | 0 | 8052.6697 | 0 |  | 870 |  |  | 870 | 75% | 8.3017 | 1 | 300 |  | NG |  | X=$870.00 | 0 | 0 | 0 | 0 | 0 | 0 | 0 | 0 | X=AS62 * 1054 | 0 | 0 | 0 | 0 | 0 | AG: {Factor:WinterCF}; AH: {Factor:SummerCF}; AS: {Measure:Quantity} | [50 empty] | {Measure:Quantity} | [59 empty] | 1
C&I Commercial Kitchen Solutions | G22 Griddle - 2 ft wide | G22 - G22 2ft | 2018-07-01 | 2019-06-30 | Per Measure | $360.00 | 0 | Calculated | {Measure:Quantity}*275 | 0 | 2016-11-01 | 2019-06-30 | Calculated | [8 empty] | {Measure:Quantity} * 57 | [5 empty] | 2017-07-01 | 2019-06-30 | 12 | 0 | 0 | 1 | 0 | 0 | 0 | 1 | 1 | 0 | 0.25 | 0 | {Measure:Quantity} | 1 | [18 empty] | 0 | 0 | 0 | 0 | 0 | 0 | 0 | 0 | 57 | 0 | 0 | 0 | 0 | 0 | Res | Default DR | 0 | 0 | 435.4859 | 0 | 0 | 0 | 0 | 0 | 435.4859 | 0 |  | 360 |  |  | 360 | 75% | 1.2041 | 1 | 5 |  | NG |  | X=$360.00 | 0 | 0 | 0 | 0 | 0 | 0 | 0 | 0 | X=AS63 * 57 | 0 | 0 | 0 | 0 | 0 | AG: {Factor:WinterCF}; AH: {Factor:SummerCF}; AS: {Measure:Quantity} | [50 empty] | {Measure:Quantity} | [59 empty] | 1
C&I Commercial Kitchen Solutions | G22 Griddle - 3 ft wide | G22 - G22 3ft | 2018-07-01 | 2019-06-30 | Per Measure | $360.00 | 0 | Calculated | {Measure:Quantity}*275 | 0 | 2016-11-01 | 2019-06-30 | Calculated | [8 empty] | {Measure:Quantity} * 131 | [5 empty] | 2017-07-01 | 2019-06-30 | 12 | 0 | 0 | 1 | 0 | 0 | 0 | 1 | 1 | 0 | 0.25 | 0 | {Measure:Quantity} | 1 | [18 empty] | 0 | 0 | 0 | 0 | 0 | 0 | 0 | 0 | 131 | 0 | 0 | 0 | 0 | 0 | Res | Default DR | 0 | 0 | 1000.8536 | 0 | 0 | 0 | 0 | 0 | 1000.8536 | 0 |  | 360 |  |  | 360 | 75% | 2.2159 | 1 | 275 |  | NG |  | X=$360.00 | 0 | 0 | 0 | 0 | 0 | 0 | 0 | 0 | X=AS64 * 131 | 0 | 0 | 0 | 0 | 0 | AG: {Factor:WinterCF}; AH: {Factor:SummerCF}; AS: {Measure:Quantity} | [50 empty] | {Measure:Quantity} | [59 empty] | 1
C&I Commercial Kitchen Solutions | G22 Griddle - 4 ft wide | G22 - G22 4ft | 2018-07-01 | 2019-06-30 | Per Measure | $360.00 | 0 | Calculated | {Measure:Quantity}*275 | 0 | 2016-11-01 | 2019-06-30 | Calculated | [8 empty] | {Measure:Quantity} * 206 | [5 empty] | 2017-07-01 | 2019-06-30 | 12 | 0 | 0 | 1 | 0 | 0 | 0 | 1 | 1 | 0 | 0.25 | 0 | {Measure:Quantity} | 1 | [18 empty] | 0 | 0 | 0 | 0 | 0 | 0 | 0 | 0 | 206 | 0 | 0 | 0 | 0 | 0 | Res | Default DR | 0 | 0 | 1573.8614 | 0 | 0 | 0 | 0 | 0 | 1573.8614 | 0 |  | 360 |  |  | 360 | 75% | 3.4846 | 1 | 275 |  | NG |  | X=$360.00 | 0 | 0 | 0 | 0 | 0 | 0 | 0 | 0 | X=AS65 * 206 | 0 | 0 | 0 | 0 | 0 | AG: {Factor:WinterCF}; AH: {Factor:SummerCF}; AS: {Measure:Quantity} | [50 empty] | {Measure:Quantity} | [59 empty] | 1
C&I Commercial Kitchen Solutions | G22 Griddle - 5 ft wide | G22 - G22 5ft | 2018-07-01 | 2019-06-30 | Per Measure | $360.00 | 0 | Calculated | {Measure:Quantity}*275 | 0 | 2016-11-01 | 2019-06-30 | Calculated | [8 empty] | {Measure:Quantity} * 280 | [5 empty] | 2017-07-01 | 2019-06-30 | 12 | 0 | 0 | 1 | 0 | 0 | 0 | 1 | 1 | 0 | 0.25 | 0 | {Measure:Quantity} | 1 | [18 empty] | 0 | 0 | 0 | 0 | 0 | 0 | 0 | 0 | 280 | 0 | 0 | 0 | 0 | 0 | Res | Default DR | 0 | 0 | 2139.2291 | 0 | 0 | 0 | 0 | 0 | 2139.2291 | 0 |  | 360 |  |  | 360 | 75% | 4.7363 | 1 | 275 |  | NG |  | X=$360.00 | 0 | 0 | 0 | 0 | 0 | 0 | 0 | 0 | X=AS66 * 280 | 0 | 0 | 0 | 0 | 0 | AG: {Factor:WinterCF}; AH: {Factor:SummerCF}; AS: {Measure:Quantity} | [50 empty] | {Measure:Quantity} | [59 empty] | 1
C&I Commercial Kitchen Solutions | G22 Griddle - 6 ft wide | G22 - G22 6ft | 2018-07-01 | 2019-06-30 | Per Measure | $360.00 | 0 | Calculated | {Measure:Quantity}*275 | 0 | 2016-11-01 | 2019-06-30 | Calculated | [8 empty] | {Measure:Quantity} * 355 | [5 empty] | 2017-07-01 | 2019-06-30 | 12 | 0 | 0 | 1 | 0 | 0 | 0 | 1 | 1 | 0 | 0.25 | 0 | {Measure:Quantity} | 1 | [18 empty] | 0 | 0 | 0 | 0 | 0 | 0 | 0 | 0 | 355 | 0 | 0 | 0 | 0 | 0 | Res | Default DR | 0 | 0 | 2712.2369 | 0 | 0 | 0 | 0 | 0 | 2712.2369 | 0 |  | 360 |  |  | 360 | 75% | 6.005 | 1 | 275 |  | NG |  | X=$360.00 | 0 | 0 | 0 | 0 | 0 | 0 | 0 | 0 | X=AS67 * 355 | 0 | 0 | 0 | 0 | 0 | AG: {Factor:WinterCF}; AH: {Factor:SummerCF}; AS: {Measure:Quantity} | [50 empty] | {Measure:Quantity} | [59 empty] | 1
C&I Commercial Kitchen Solutions | R80 Commercial Energy Star Reach-in Cooler & Freezers | R80 | 2018-07-01 | 2019-06-30 | Per Measure | $155.00 | 0 | Per Measure | $75.00 | 0 | 2016-11-01 | 2019-06-30 | Calculated | {Measure:Quantity} * {Energy Savings - kWh Per Year} | 0.0001 |  | {Measure:Quantity} * {Energy Savings - kWh Per Year} / 5858 |  |  | {Measure:Quantity} * {Energy Savings - kWh Per Year} / 5858 * {Factor:WinterCF} | {Measure:Quantity} * {Energy Savings - kWh Per Year} / 5858 * {Factor:SummerCF} | [6 empty] | 2017-07-01 | 2019-06-30 | 12 | 0.509 | 0.74 | 0.33 | 0.326 | 0.17 | 0.174 | 1 | 1.122 | 1 | 0.52 | 0.016 | {Measure:Quantity} | 1 | {Energy Savings - kWh Per Year} | 252 | [16 empty] | 252 | 0.0001 | 0 | 0.043018 | 0 | 0 | 0.021896 | 0.031833 | 0 | 0 | 0 | 0 | 0 | 0 | Res | Default DR | 161.1425 | 58.5901 | 0 | 0 | 0 | 0 | 0 | 0 | 219.7326 | 0 |  | 155 |  |  | 155 | 49.6% | 1.218 | 1 | 25 |  | Electric |  | X=$155.00 | X=AS68 * AU68 | X=0.0001 | 0 | X=AS68 * AU68 / 5858 | 0 | 0 | X=AS68 * AU68 / 5858 * AG68 | X=AS68 * AU68 / 5858 * AH68 | 0 | 0 | 0 | 0 | 0 | 0 | AG: {Factor:WinterCF}; AH: {Factor:SummerCF}; AS: {Measure:Quantity}; AU: {Energy Savings - kWh Per Year} | [10 empty] | {Measure:Quantity} | {Energy Savings - kWh Per Year} | [8 empty] | {Measure:Quantity} | {Energy Savings - kWh Per Year} | [8 empty] | {Measure:Quantity} | {Energy Savings - kWh Per Year} | {Factor:WinterCF} | [7 empty] | {Measure:Quantity} | {Energy Savings - kWh Per Year} | {Factor:SummerCF} | [67 empty] | 2
C&I Commercial Kitchen Solutions | R90 Commercial Ice Makers | R90 | 2018-07-01 | 2019-06-30 | Per Measure | $0.00 | 0 | Per Measure | $100.00 | 0 | 2016-11-01 | 2019-06-30 | Calculated | {Measure:Quantity} * {Energy Savings - kWh Per Year} | 0.0001 |  | {Measure:Quantity} * {Energy Savings - kWh Per Year} / 5858 |  |  | {Measure:Quantity} * {Energy Savings - kWh Per Year} / 5858 * {Factor:WinterCF} | {Measure:Quantity} * {Energy Savings - kWh Per Year} / 5858 * {Factor:SummerCF} | [6 empty] | 2017-07-01 | 2019-06-30 | 8 | 0.509 | 0.74 | 0.33 | 0.326 | 0.17 | 0.174 | 1 | 1.122 | 1 | 0.52 | 0.016 | {Measure:Quantity} | 1 | {Energy Savings - kWh Per Year} | 758 | [16 empty] | 758 | 0.0001 | 0 | 0.1294 | 0 | 0 | 0.065862 | 0.095753 | 0 | 0 | 0 | 0 | 0 | 0 | Res | Default DR | 335.0896 | 118.9506 | 0 | 0 | 0 | 0 | 0 | 0 | 454.0401 | 0 |  | 1 |  |  | 1 | 49.6% | 2.252 | 1 | 100 |  | Electric |  | X=$0.00 | X=AS69 * AU69 | X=0.0001 | 0 | X=AS69 * AU69 / 5858 | 0 | 0 | X=AS69 * AU69 / 5858 * AG69 | X=AS69 * AU69 / 5858 * AH69 | 0 | 0 | 0 | 0 | 0 | 0 | AG: {Factor:WinterCF}; AH: {Factor:SummerCF}; AS: {Measure:Quantity}; AU: {Energy Savings - kWh Per Year} | [10 empty] | {Measure:Quantity} | {Energy Savings - kWh Per Year} | [8 empty] | {Measure:Quantity} | {Energy Savings - kWh Per Year} | [8 empty] | {Measure:Quantity} | {Energy Savings - kWh Per Year} | {Factor:WinterCF} | [7 empty] | {Measure:Quantity} | {Energy Savings - kWh Per Year} | {Factor:SummerCF} | [67 empty] | 2
C&I Commercial Kitchen Solutions | [6 empty] | 0 |  |  | 0 |  |  |  |  | 0.0002 | [84 empty] | 0 | 0 | X=0.0002 | 0 | 0 | 0 | 0 | 0 | 0 | 0 | 0 | 0 | 0 | 0 | 0 | AG: {Factor:WinterCF}; AH: {Factor:SummerCF} | [110 empty] | 0
C&I Do It Yourself | High Efficiency Pre-Rinse Spray Valves | HPSV | 2018-07-01 | 2019-06-30 | Manual Entry | $0.00 | 0 | Manual Entry | $0.00 | 0 | 2017-01-01 | 2019-06-30 | Calculated | if({Measure:Quantity}=0,0,if({Fuel}=6,if({Location}=1,6.0561,18.1683),0))*({Measure:Quantity})/0.003412 | 0 | 1 | [5 empty] | if({Measure:Quantity}=0,0,if({Fuel}=1,if({Location}=1,7.42,22.26),0))*10*({Measure:Quantity}) | if({Measure:Quantity}=0,0,if({Fuel}=2,if({Location}=1,7.42,22.26),0))*({Measure:Quantity}) | if({Measure:Quantity}=0,0,if({Fuel}=3,if({Location}=1,7.42,22.26),0))*({Measure:Quantity}) |  |  | if({Measure:Quantity}=0,0,if({Location}=1,10296,30888))*{Measure:Quantity} | 2017-01-01 | 2019-06-30 | 5 | 0 | 0 | 1 | 0 | 0 | 0 | 1 | 1 | 0 | 0.25 | 0 | {Measure:Quantity} | 1 | {Fuel} | 6 | {Location} | 1 | [14 empty] | 1774.9414 | 0 | 1 | 0 | 0 | 0 | 0 | 0 | 0 | 0 | 0 | 0 | 0 | 10296 | Res | Default DR | 520.9949 | 0 | 0 | 0 | 0 | 0 | 0 | 296.0823 | 817.0771 | 0 |  | 40 |  |  | 40 | 75% | 15.2782 | 1 | 40.11 |  | Electric |  | X=$0.00 | X=if(AS71=0,0,if(AU71=6,if(AW71=1,6.0561,18.1683),0))*(AS71)/0.003412 | X=0 | X=1 | 0 | 0 | 0 | 0 | 0 | X=if(AS71=0,0,if(AU71=1,if(AW71=1,7.42,22.26),0))*10*(AS71) | X=if(AS71=0,0,if(AU71=2,if(AW71=1,7.42,22.26),0))*(AS71) | X=if(AS71=0,0,if(AU71=3,if(AW71=1,7.42,22.26),0))*(AS71) | 0 | 0 | X=if(AS71=0,0,if(AW71=1,10296,30888))*AS71 | AG: {Factor:WinterCF}; AH: {Factor:SummerCF}; AS: {Measure:Quantity}; AU: {Fuel}; AW: {Location} | [10 empty] | {Measure:Quantity} | {Fuel} | {Location} | {Measure:Quantity} | [36 empty] | {Measure:Quantity} | {Fuel} | {Location} | {Measure:Quantity} | [6 empty] | {Measure:Quantity} | {Fuel} | {Location} | {Measure:Quantity} | [6 empty] | {Measure:Quantity} | {Fuel} | {Location} | {Measure:Quantity} | [26 empty] | {Measure:Quantity} | {Location} | {Measure:Quantity} | [7 empty] | 3
C&I Do It Yourself | High Efficiency Pre-Rinse Spray Valves | HPSV | 2018-07-01 | 2019-06-30 | Manual Entry | $0.00 | 0 | Manual Entry | $0.00 | 0 | 2017-01-01 | 2019-06-30 | Calculated | if({Measure:Quantity}=0,0,if({Fuel}=6,if({Location}=1,6.0561,18.1683),0))*({Measure:Quantity})/0.003412 | 0 | 1 | [5 empty] | if({Measure:Quantity}=0,0,if({Fuel}=1,if({Location}=1,7.42,22.26),0))*10*({Measure:Quantity}) | if({Measure:Quantity}=0,0,if({Fuel}=2,if({Location}=1,7.42,22.26),0))*({Measure:Quantity}) | if({Measure:Quantity}=0,0,if({Fuel}=3,if({Location}=1,7.42,22.26),0))*({Measure:Quantity}) |  |  | if({Measure:Quantity}=0,0,if({Location}=1,10296,30888))*{Measure:Quantity} | 2017-01-01 | 2019-06-30 | 5 | 0 | 0 | 1 | 0 | 0 | 0 | 1 | 1 | 0 | 0.25 | 0 | {Measure:Quantity} | 1 | {Fuel} | 1 | {Location} | 1 | [14 empty] | 0 | 0 | 1 | 0 | 0 | 0 | 0 | 0 | 74.2 | 0 | 0 | 0 | 0 | 10296 | Res | Default DR | 0 | 0 | 244.5025 | 0 | 0 | 0 | 0 | 296.0823 | 540.5848 | 0 |  | 40 |  |  | 40 | 75% | 10.1082 | 1 | 40.11 |  | NG |  | X=$0.00 | X=if(AS72=0,0,if(AU72=6,if(AW72=1,6.0561,18.1683),0))*(AS72)/0.003412 | X=0 | X=1 | 0 | 0 | 0 | 0 | 0 | X=if(AS72=0,0,if(AU72=1,if(AW72=1,7.42,22.26),0))*10*(AS72) | X=if(AS72=0,0,if(AU72=2,if(AW72=1,7.42,22.26),0))*(AS72) | X=if(AS72=0,0,if(AU72=3,if(AW72=1,7.42,22.26),0))*(AS72) | 0 | 0 | X=if(AS72=0,0,if(AW72=1,10296,30888))*AS72 | AG: {Factor:WinterCF}; AH: {Factor:SummerCF}; AS: {Measure:Quantity}; AU: {Fuel}; AW: {Location} | [10 empty] | {Measure:Quantity} | {Fuel} | {Location} | {Measure:Quantity} | [36 empty] | {Measure:Quantity} | {Fuel} | {Location} | {Measure:Quantity} | [6 empty] | {Measure:Quantity} | {Fuel} | {Location} | {Measure:Quantity} | [6 empty] | {Measure:Quantity} | {Fuel} | {Location} | {Measure:Quantity} | [26 empty] | {Measure:Quantity} | {Location} | {Measure:Quantity} | [7 empty] | 3
C&I Do It Yourself | High Efficiency Pre-Rinse Spray Valves | HPSV | 2018-07-01 | 2019-06-30 | Manual Entry | $0.00 | 0 | Manual Entry | $0.00 | 0 | 2017-01-01 | 2019-06-30 | Calculated | if({Measure:Quantity}=0,0,if({Fuel}=6,if({Location}=1,6.0561,18.1683),0))*({Measure:Quantity})/0.003412 | 0 | 1 | [5 empty] | if({Measure:Quantity}=0,0,if({Fuel}=1,if({Location}=1,7.42,22.26),0))*10*({Measure:Quantity}) | if({Measure:Quantity}=0,0,if({Fuel}=2,if({Location}=1,7.42,22.26),0))*({Measure:Quantity}) | if({Measure:Quantity}=0,0,if({Fuel}=3,if({Location}=1,7.42,22.26),0))*({Measure:Quantity}) |  |  | if({Measure:Quantity}=0,0,if({Location}=1,10296,30888))*{Measure:Quantity} | 2017-01-01 | 2019-06-30 | 5 | 0 | 0 | 1 | 0 | 0 | 0 | 1 | 1 | 0 | 0.25 | 0 | {Measure:Quantity} | 1 | {Fuel} | 2 | {Location} | 1 | [14 empty] | 0 | 0 | 1 | 0 | 0 | 0 | 0 | 0 | 0 | 7.42 | 0 | 0 | 0 | 10296 | Res | RGGI DR | 0 | 0 | 0 | 0 | 0 | 981.287 | 0 | 296.0823 | 1277.3693 | 0 |  | 40 |  |  | 40 | 75% | 23.885 | 1 | 40.11 |  | RGGI |  | X=$0.00 | X=if(AS73=0,0,if(AU73=6,if(AW73=1,6.0561,18.1683),0))*(AS73)/0.003412 | X=0 | X=1 | 0 | 0 | 0 | 0 | 0 | X=if(AS73=0,0,if(AU73=1,if(AW73=1,7.42,22.26),0))*10*(AS73) | X=if(AS73=0,0,if(AU73=2,if(AW73=1,7.42,22.26),0))*(AS73) | X=if(AS73=0,0,if(AU73=3,if(AW73=1,7.42,22.26),0))*(AS73) | 0 | 0 | X=if(AS73=0,0,if(AW73=1,10296,30888))*AS73 | AG: {Factor:WinterCF}; AH: {Factor:SummerCF}; AS: {Measure:Quantity}; AU: {Fuel}; AW: {Location} | [10 empty] | {Measure:Quantity} | {Fuel} | {Location} | {Measure:Quantity} | [36 empty] | {Measure:Quantity} | {Fuel} | {Location} | {Measure:Quantity} | [6 empty] | {Measure:Quantity} | {Fuel} | {Location} | {Measure:Quantity} | [6 empty] | {Measure:Quantity} | {Fuel} | {Location} | {Measure:Quantity} | [26 empty] | {Measure:Quantity} | {Location} | {Measure:Quantity} | [7 empty] | 3
C&I Do It Yourself | High Efficiency Pre-Rinse Spray Valves | HPSV | 2018-07-01 | 2019-06-30 | Manual Entry | $0.00 | 0 | Manual Entry | $0.00 | 0 | 2017-01-01 | 2019-06-30 | Calculated | if({Measure:Quantity}=0,0,if({Fuel}=6,if({Location}=1,6.0561,18.1683),0))*({Measure:Quantity})/0.003412 | 0 | 1 | [5 empty] | if({Measure:Quantity}=0,0,if({Fuel}=1,if({Location}=1,7.42,22.26),0))*10*({Measure:Quantity}) | if({Measure:Quantity}=0,0,if({Fuel}=2,if({Location}=1,7.42,22.26),0))*({Measure:Quantity}) | if({Measure:Quantity}=0,0,if({Fuel}=3,if({Location}=1,7.42,22.26),0))*({Measure:Quantity}) |  |  | if({Measure:Quantity}=0,0,if({Location}=1,10296,30888))*{Measure:Quantity} | 2017-01-01 | 2019-06-30 | 5 | 0 | 0 | 1 | 0 | 0 | 0 | 1 | 1 | 0 | 0.25 | 0 | {Measure:Quantity} | 1 | {Fuel} | 3 | {Location} | 1 | [14 empty] | 0 | 0 | 1 | 0 | 0 | 0 | 0 | 0 | 0 | 0 | 7.42 | 0 | 0 | 10296 | Res | RGGI DR | 0 | 0 | 0 | 679.7945 | 0 | 0 | 0 | 296.0823 | 975.8768 | 0 |  | 40 |  |  | 40 | 75% | 18.2475 | 1 | 40.11 |  | RGGI |  | X=$0.00 | X=if(AS74=0,0,if(AU74=6,if(AW74=1,6.0561,18.1683),0))*(AS74)/0.003412 | X=0 | X=1 | 0 | 0 | 0 | 0 | 0 | X=if(AS74=0,0,if(AU74=1,if(AW74=1,7.42,22.26),0))*10*(AS74) | X=if(AS74=0,0,if(AU74=2,if(AW74=1,7.42,22.26),0))*(AS74) | X=if(AS74=0,0,if(AU74=3,if(AW74=1,7.42,22.26),0))*(AS74) | 0 | 0 | X=if(AS74=0,0,if(AW74=1,10296,30888))*AS74 | AG: {Factor:WinterCF}; AH: {Factor:SummerCF}; AS: {Measure:Quantity}; AU: {Fuel}; AW: {Location} | [10 empty] | {Measure:Quantity} | {Fuel} | {Location} | {Measure:Quantity} | [36 empty] | {Measure:Quantity} | {Fuel} | {Location} | {Measure:Quantity} | [6 empty] | {Measure:Quantity} | {Fuel} | {Location} | {Measure:Quantity} | [6 empty] | {Measure:Quantity} | {Fuel} | {Location} | {Measure:Quantity} | [26 empty] | {Measure:Quantity} | {Location} | {Measure:Quantity} | [7 empty] | 3
C&I Do It Yourself | [6 empty] | 0 |  |  | 0 |  |  |  |  | 0 | 1 | [83 empty] | 0 | 0 | X=0 | X=1 | 0 | 0 | 0 | 0 | 0 | 0 | 0 | 0 | 0 | 0 | 0 | AG: {Factor:WinterCF}; AH: {Factor:SummerCF} | [110 empty] | 0
C&I HVAC - Electric | Programmable Thermostat | AF6 | 2018-07-01 | 2019-06-30 | Per Measure | $157.00 | 0 | Calculated | {Measure:Quantity}*100 | 0 |  |  | Calculated | {Measure:Quantity} * ({Capacity (MBTUH)} * 1565 *0.068) / 1000 /0.003412 | [13 empty] | 2018-01-01 | 2019-06-30 | 8 | 0 | 0 | 0.17 | 0.03 | 0.62 | 0.18 | 1 | 1 | 1 | 0.52 | 0.016 | {Measure:Quantity} | 1 | {Capacity (MBTUH)} | 90 | [16 empty] | 2807.0926 | 0 | 0 | 0 | 0 | 0 | 0 | 0 | 0 | 0 | 0 | 0 | 0 | 0 | Res | Default DR | 998.2056 | 0 | 0 | 0 | 0 | 0 | 0 | 0 | 998.2056 | 0 |  | 157 |  |  | 157 | 49.6% | 3.8598 | 1 | 100 |  | Electric |  | X=$157.00 | X=AS76 * (AU76 * 1565 *0.068) / 1000 /0.003412 | 0 | 0 | 0 | 0 | 0 | 0 | 0 | 0 | 0 | 0 | 0 | 0 | 0 | AG: {Factor:WinterCF}; AH: {Factor:SummerCF}; AS: {Measure:Quantity}; AU: {Capacity (MBTUH)} | [10 empty] | {Measure:Quantity} | {Capacity (MBTUH)} | [98 empty] | 2
C&I HVAC - Electric | HVAC AIR-TO-AIR HEAT PUMP: < 5.4 Split | AH1 | 2018-07-01 | 2019-06-30 | Calculated | {Measure:Quantity}*{Unit Size - Tons}*100.0 | 0 | Calculated | {Measure:Quantity}*{Unit Size - Tons}*50 | 0 | 2018-07-01 | 2019-06-30 | Calculated | {Measure:Quantity} * ((12 * {Unit Size - Tons} * (1/13.0 - 1/{SEER}) * 829) + ({Heating BTUH}/1000 * (1/7.7 - 1/{HSPF}) * 2200)) | 0.0001 |  | {Measure:Quantity} * 12 * {Unit Size - Tons} * (1/13.0 - 1/{SEER}) |  |  | {Measure:Quantity} * {Heating BTUH}/1000 * (1/7.7 - 1/{HSPF}) * {Factor:WinterCF} | {Measure:Quantity} * 12 * {Unit Size - Tons} * (1/13.0 - 1/{SEER}) * {Factor:SummerCF} | [6 empty] | 2018-01-01 | 2019-06-30 | 15 | 0.42 | 0.357 | 0.17 | 0.03 | 0.62 | 0.18 | 1 | 1.122 | 1 | 0.52 | 0.016 | {Measure:Quantity} | 1 | {Unit Size - Tons} | 5 | {SEER} | 16 | {Heating BTUH} | 56500 | {HSPF} | 9 | [10 empty] | 3049.1499 | 0.0001 | 0 | 0.86538 | 0 | 0 | 0.44515 | 0.30894 | 0 | 0 | 0 | 0 | 0 | 0 | Res | Default DR | 2123.7945 | 1144.4046 | 0 | 0 | 0 | 0 | 0 | 0 | 3268.1992 | 0 |  | 500 |  |  | 500 | 49.6% | 4.3343 | 1 | 250 |  | Electric |  | X=AS77*AU77*100.0 | X=AS77 * ((12 * AU77 * (1/13.0 - 1/AW77) * 829) + (AY77/1000 * (1/7.7 - 1/BA77) * 2200)) | X=0.0001 | 0 | X=AS77 * 12 * AU77 * (1/13.0 - 1/AW77) | 0 | 0 | X=AS77 * AY77/1000 * (1/7.7 - 1/BA77) * AG77 | X=AS77 * 12 * AU77 * (1/13.0 - 1/AW77) * AH77 | 0 | 0 | 0 | 0 | 0 | 0 | AG: {Factor:WinterCF}; AH: {Factor:SummerCF}; AS: {Measure:Quantity}; AU: {Unit Size - Tons}; AW: {SEER}; AY: {Heating BTUH}; BA: {HSPF} | {Measure:Quantity} | {Unit Size - Tons} | [8 empty] | {Measure:Quantity} | {Unit Size - Tons} | {SEER} | {Heating BTUH} | {HSPF} | [5 empty] | {Measure:Quantity} | {Unit Size - Tons} | {SEER} | [7 empty] | {Measure:Quantity} | {Heating BTUH} | {HSPF} | {Factor:WinterCF} | [6 empty] | {Measure:Quantity} | {Unit Size - Tons} | {SEER} | {Factor:SummerCF} | [66 empty] | 5
C&I HVAC - Electric | HVAC AIR-TO-AIR HEAT PUMP: < 5.4 Packaged | AH2 | 2018-07-01 | 2019-06-30 | Calculated | {Measure:Quantity}*{Unit Size - Tons}*100.0 | 0 | Calculated | {Measure:Quantity}*{Unit Size - Tons}*50 | 0 | 2018-07-01 | 2019-06-30 | Calculated | {Measure:Quantity} * ((12 * {Unit Size - Tons} * (1/13.0 - 1/{SEER}) * 829) + ({Heating BTUH}/1000 * (1/7.7 - 1/{HSPF}) * 2200)) | 0.0001 |  | {Measure:Quantity} * 12 * {Unit Size - Tons} * (1/13.0 - 1/{SEER}) |  |  | {Measure:Quantity} * {Heating BTUH}/1000 * (1/7.7 - 1/{HSPF}) * {Factor:WinterCF} | {Measure:Quantity} * 12 * {Unit Size - Tons} * (1/13.0 - 1/{SEER}) * {Factor:SummerCF} | [6 empty] | 2018-01-01 | 2019-06-30 | 15 | 0.42 | 0.357 | 0.17 | 0.03 | 0.62 | 0.18 | 1 | 1.122 | 1 | 0.52 | 0.016 | {Measure:Quantity} | 1 | {Unit Size - Tons} | 5 | {SEER} | 16 | {Heating BTUH} | 56500 | {HSPF} | 9 | [10 empty] | 3049.1499 | 0.0001 | 0 | 0.86538 | 0 | 0 | 0.44515 | 0.30894 | 0 | 0 | 0 | 0 | 0 | 0 | Res | Default DR | 2123.7945 | 1144.4046 | 0 | 0 | 0 | 0 | 0 | 0 | 3268.1992 | 0 |  | 500 |  |  | 500 | 49.6% | 4.3343 | 1 | 250 |  | Electric |  | X=AS78*AU78*100.0 | X=AS78 * ((12 * AU78 * (1/13.0 - 1/AW78) * 829) + (AY78/1000 * (1/7.7 - 1/BA78) * 2200)) | X=0.0001 | 0 | X=AS78 * 12 * AU78 * (1/13.0 - 1/AW78) | 0 | 0 | X=AS78 * AY78/1000 * (1/7.7 - 1/BA78) * AG78 | X=AS78 * 12 * AU78 * (1/13.0 - 1/AW78) * AH78 | 0 | 0 | 0 | 0 | 0 | 0 | AG: {Factor:WinterCF}; AH: {Factor:SummerCF}; AS: {Measure:Quantity}; AU: {Unit Size - Tons}; AW: {SEER}; AY: {Heating BTUH}; BA: {HSPF} | {Measure:Quantity} | {Unit Size - Tons} | [8 empty] | {Measure:Quantity} | {Unit Size - Tons} | {SEER} | {Heating BTUH} | {HSPF} | [5 empty] | {Measure:Quantity} | {Unit Size - Tons} | {SEER} | [7 empty] | {Measure:Quantity} | {Heating BTUH} | {HSPF} | {Factor:WinterCF} | [6 empty] | {Measure:Quantity} | {Unit Size - Tons} | {SEER} | {Factor:SummerCF} | [66 empty] | 5
C&I HVAC - Electric | HVAC AIR-TO-AIR HEAT PUMP: > = 5.4 to < 11.25 | AH3 | 2018-07-01 | 2019-06-30 | Calculated | {Measure:Quantity}*{Unit Size - Tons}*100.0 | 0 | Calculated | {Measure:Quantity}*{Unit Size - Tons}*50 | 0 | 2018-07-01 | 2019-06-30 | Calculated | {Measure:Quantity} * ((12 * {Unit Size - Tons} * (1/11.0 - 1/{EER}) * 829) + ({Heating BTUH}/1000 * (1/3.3 - 1/{COP}) * 1600 / 3.412)) | 0.0001 |  | {Measure:Quantity} * 12 * {Unit Size - Tons} * (1/11.0 - 1/{EER}) |  |  | {Measure:Quantity} * {Heating BTUH}/1000 * (1/3.3 - 1/{COP}) / 3.412 * {Factor:WinterCF} | {Measure:Quantity} * 12 * {Unit Size - Tons} * (1/11.0 - 1/{EER}) * {Factor:SummerCF} | [6 empty] | 2018-01-01 | 2019-06-30 | 15 | 0.42 | 0.357 | 0.17 | 0.03 | 0.62 | 0.18 | 1 | 1.122 | 1 | 0.52 | 0.016 | {Measure:Quantity} | 1 | {Unit Size - Tons} | 8 | {EER} | 12 | {Heating BTUH} | 9200 | {COP} | 4 | [10 empty] | 831.6916 | 0.0001 | 0 | 0.72727 | 0 | 0 | 0.060055 | 0.25964 | 0 | 0 | 0 | 0 | 0 | 0 | Res | Default DR | 579.29 | 362.3816 | 0 | 0 | 0 | 0 | 0 | 0 | 941.6717 | 0 |  | 800 |  |  | 800 | 49.6% | 0.8934 | 0 | 250 |  | Electric |  | X=AS79*AU79*100.0 | X=AS79 * ((12 * AU79 * (1/11.0 - 1/AW79) * 829) + (AY79/1000 * (1/3.3 - 1/BA79) * 1600 / 3.412)) | X=0.0001 | 0 | X=AS79 * 12 * AU79 * (1/11.0 - 1/AW79) | 0 | 0 | X=AS79 * AY79/1000 * (1/3.3 - 1/BA79) / 3.412 * AG79 | X=AS79 * 12 * AU79 * (1/11.0 - 1/AW79) * AH79 | 0 | 0 | 0 | 0 | 0 | 0 | AG: {Factor:WinterCF}; AH: {Factor:SummerCF}; AS: {Measure:Quantity}; AU: {Unit Size - Tons}; AW: {EER}; AY: {Heating BTUH}; BA: {COP} | {Measure:Quantity} | {Unit Size - Tons} | [8 empty] | {Measure:Quantity} | {Unit Size - Tons} | {EER} | {Heating BTUH} | {COP} | [5 empty] | {Measure:Quantity} | {Unit Size - Tons} | {EER} | [7 empty] | {Measure:Quantity} | {Heating BTUH} | {COP} | {Factor:WinterCF} | [6 empty] | {Measure:Quantity} | {Unit Size - Tons} | {EER} | {Factor:SummerCF} | [66 empty] | 5
C&I HVAC - Electric | VFD: Building Exhaust Fan | BEF | 2018-07-01 | 2019-06-30 | Calculated | {Measure:Quantity}*if({Motor HP}=5,2425,if({Motor HP}=7.5,2648,if({Motor HP}=10,2871,if({Motor HP}=15,3317,if({Motor HP}=20,3763,if({Motor HP}=25,4209,if({Motor HP}=30,4655,0))))))) | 0 | Calculated | {Measure:Quantity}*if({Motor HP}=5,400,if({Motor HP}=7.5,650,if({Motor HP}=10,1400,if({Motor HP}=15,1650,if({Motor HP}=20,1850,if({Motor HP}=25,2000,if({Motor HP}=30,2300,0))))))) | 0 | 2018-07-01 | 2019-06-30 | Calculated | {Measure:Quantity}*{Motor HP}*755 |  |  | {Measure:Quantity}*{Motor HP}*.120 |  |  | {Measure:Quantity}*{Factor:WinterCF}*{Motor HP}*.120 | {Measure:Quantity}*{Factor:SummerCF}*{Motor HP}*.120 | [6 empty] | 2018-01-01 | 2019-06-30 | 13 | 0.737 | 0.355 | 0.444 | 0.222 | 0.16 | 0.174 | 1 | 1.122 | 1 | 0.52 | 0.016 | {Measure:Quantity} | 1 | {Motor HP} | 5 | [16 empty] | 3775 | 0 | 0 | 0.6 | 0 | 0 | 0.4422 | 0.213 | 0 | 0 | 0 | 0 | 0 | 0 | Res | Default DR | 2610.3744 | 916.3234 | 0 | 0 | 0 | 0 | 0 | 0 | 3526.6979 | 0 |  | 2425 |  |  | 2425 | 49.6% | 1.2455 | 1 | 400 |  | Electric |  | X=AS80*if(AU80=5,2425,if(AU80=7.5,2648,if(AU80=10,2871,if(AU80=15,3317,if(AU80=20,3763,if(AU80=25,4209,if(AU80=30,4655,0))))))) | X=AS80*AU80*755 | 0 | 0 | X=AS80*AU80*.120 | 0 | 0 | X=AS80*AG80*AU80*.120 | X=AS80*AH80*AU80*.120 | 0 | 0 | 0 | 0 | 0 | 0 | AG: {Factor:WinterCF}; AH: {Factor:SummerCF}; AS: {Measure:Quantity}; AU: {Motor HP} | {Measure:Quantity} | {Motor HP} | {Motor HP} | {Motor HP} | {Motor HP} | {Motor HP} | {Motor HP} | {Motor HP} |  |  | {Measure:Quantity} | {Motor HP} | [8 empty] | {Measure:Quantity} | {Motor HP} | [8 empty] | {Measure:Quantity} | {Factor:WinterCF} | {Motor HP} | [7 empty] | {Measure:Quantity} | {Factor:SummerCF} | {Motor HP} | [67 empty] | 2
C&I HVAC - Electric | VFD: Chilled Water Pumps | CWP | 2018-07-01 | 2019-06-30 | Calculated | {Measure:Quantity}*if({Motor HP}=5,2425,if({Motor HP}=7.5,2648,if({Motor HP}=10,2871,if({Motor HP}=15,3317,if({Motor HP}=20,3763,if({Motor HP}=25,4209,if({Motor HP}=30,4655,0))))))) | 0 | Calculated | {Measure:Quantity}*if({Motor HP}=5,400,if({Motor HP}=7.5,650,if({Motor HP}=10,1400,if({Motor HP}=15,1650,if({Motor HP}=20,1850,if({Motor HP}=25,2000,if({Motor HP}=30,2300,0))))))) | 0 | 2018-07-01 | 2019-06-30 | Calculated | {Measure:Quantity}*{Motor HP}*1633 |  |  | {Measure:Quantity}*{Motor HP}*.183 |  |  | {Measure:Quantity}*{Factor:WinterCF}*{Motor HP}*.183 | {Measure:Quantity}*{Factor:SummerCF}*{Motor HP}*.183 | [6 empty] | 2018-01-01 | 2019-06-30 | 13 | 0 | 0.865 | 0.309 | 0.181 | 0.359 | 0.151 | 1 | 1.122 | 1 | 0.52 | 0.016 | {Measure:Quantity} | 1 | {Motor HP} | 5 | [16 empty] | 8165 | 0 | 0 | 0.915 | 0 | 0 | 0 | 0.79148 | 0 | 0 | 0 | 0 | 0 | 0 | Res | Default DR | 5425.4524 | 660.8776 | 0 | 0 | 0 | 0 | 0 | 0 | 6086.33 | 0 |  | 2425 |  |  | 2425 | 49.6% | 2.1495 | 1 | 400 |  | Electric |  | X=AS81*if(AU81=5,2425,if(AU81=7.5,2648,if(AU81=10,2871,if(AU81=15,3317,if(AU81=20,3763,if(AU81=25,4209,if(AU81=30,4655,0))))))) | X=AS81*AU81*1633 | 0 | 0 | X=AS81*AU81*.183 | 0 | 0 | X=AS81*AG81*AU81*.183 | X=AS81*AH81*AU81*.183 | 0 | 0 | 0 | 0 | 0 | 0 | AG: {Factor:WinterCF}; AH: {Factor:SummerCF}; AS: {Measure:Quantity}; AU: {Motor HP} | {Measure:Quantity} | {Motor HP} | {Motor HP} | {Motor HP} | {Motor HP} | {Motor HP} | {Motor HP} | {Motor HP} |  |  | {Measure:Quantity} | {Motor HP} | [8 empty] | {Measure:Quantity} | {Motor HP} | [8 empty] | {Measure:Quantity} | {Factor:WinterCF} | {Motor HP} | [7 empty] | {Measure:Quantity} | {Factor:SummerCF} | {Motor HP} | [67 empty] | 2
C&I HVAC - Electric | Demand Control Ventilation - Existing Equipment Install | DCV - DCVE | 2018-07-01 | 2019-06-30 | Per Measure | $2100.00 | 0 | Per Measure | $500.00 | 0 | 2018-07-01 | 2019-06-30 | Calculated | {Measure:Quantity} * {Area Sq. Ft} * {Space Type} * 0.000433 * (12/ {EER}) * 719 | 0.0001 |  | {Measure:Quantity} * {Area Sq. Ft} * {Space Type} * 0.000433 * 12/ {EER} |  |  | {Measure:Quantity} * {Area Sq. Ft} * {Space Type} * 0.000433 * 12/ {EER} * {Factor:WinterCF} | {Measure:Quantity} * {Area Sq. Ft} * {Space Type} * 0.000433 * 12/ {EER} * {Factor:SummerCF} | [6 empty] | 2018-01-01 | 2019-06-30 | 10 | 0.015 | 0.777 | 0.17 | 0.03 | 0.62 | 0.18 | 1 | 1.122 | 1 | 0.52 | 0.016 | {Measure:Quantity} | 1 | {Area Sq. Ft} | 8400 | {Space Type} | 0.37 | {EER} | 10 | [12 empty] | 1161.1252 | 0.0001 | 0 | 1.6149 | 0 | 0 | 0.024224 | 1.2548 | 0 | 0 | 0 | 0 | 0 | 0 | Res | Default DR | 569.2176 | 846.0585 | 0 | 0 | 0 | 0 | 0 | 0 | 1415.2761 | 0 |  | 2100 |  |  | 2100 | 49.6% | 0.67394 | 0 | 0 |  | Electric | 0 | X=$2100.00 | X=AS82 * AU82 * AW82 * 0.000433 * (12/ AY82) * 719 | X=0.0001 | 0 | X=AS82 * AU82 * AW82 * 0.000433 * 12/ AY82 | 0 | 0 | X=AS82 * AU82 * AW82 * 0.000433 * 12/ AY82 * AG82 | X=AS82 * AU82 * AW82 * 0.000433 * 12/ AY82 * AH82 | 0 | 0 | 0 | 0 | 0 | 0 | AG: {Factor:WinterCF}; AH: {Factor:SummerCF}; AS: {Measure:Quantity}; AU: {Area Sq. Ft}; AW: {Space Type}; AY: {EER} | [10 empty] | {Measure:Quantity} | {Area Sq. Ft} | {Space Type} | {EER} | [6 empty] | {Measure:Quantity} | {Area Sq. Ft} | {Space Type} | {EER} | [6 empty] | {Measure:Quantity} | {Area Sq. Ft} | {Space Type} | {EER} | {Factor:WinterCF} | [5 empty] | {Measure:Quantity} | {Area Sq. Ft} | {Space Type} | {EER} | {Factor:SummerCF} | [65 empty] | 4
C&I HVAC - Electric | Demand Control Ventilation - New Equipment Install | DCV - DCVN | 2018-07-01 | 2019-06-30 | Per Measure | $850.00 | 0 | Per Measure | $500.00 | 0 | 2018-07-01 | 2019-06-30 | Calculated | {Measure:Quantity} * {Area Sq. Ft} * {Space Type} * 0.000433 * 12/ {EER} * 719 | 0.0001 |  | {Measure:Quantity} * {Area Sq. Ft} * {Space Type} * 0.000433 * 12/ {EER} |  |  | {Measure:Quantity} * {Area Sq. Ft} * {Space Type} * 0.000433 * 12/ {EER} * {Factor:WinterCF} | {Measure:Quantity} * {Area Sq. Ft} * {Space Type} * 0.000433 * 12/ {EER} * {Factor:SummerCF} | [6 empty] | 2018-01-01 | 2019-06-30 | 10 | 0.015 | 0.777 | 0.17 | 0.03 | 0.62 | 0.18 | 1 | 1.122 | 1 | 0.52 | 0.016 | {Measure:Quantity} | 1 | {Area Sq. Ft} | 8400 | {Space Type} | 0.37 | {EER} | 10 | [12 empty] | 1161.1252 | 0.0001 | 0 | 1.6149 | 0 | 0 | 0.024224 | 1.2548 | 0 | 0 | 0 | 0 | 0 | 0 | Res | Default DR | 569.2176 | 846.0585 | 0 | 0 | 0 | 0 | 0 | 0 | 1415.2761 | 0 |  | 850 |  |  | 850 | 49.6% | 1.1739 | 1 | 350 |  | Electric |  | X=$850.00 | X=AS83 * AU83 * AW83 * 0.000433 * 12/ AY83 * 719 | X=0.0001 | 0 | X=AS83 * AU83 * AW83 * 0.000433 * 12/ AY83 | 0 | 0 | X=AS83 * AU83 * AW83 * 0.000433 * 12/ AY83 * AG83 | X=AS83 * AU83 * AW83 * 0.000433 * 12/ AY83 * AH83 | 0 | 0 | 0 | 0 | 0 | 0 | AG: {Factor:WinterCF}; AH: {Factor:SummerCF}; AS: {Measure:Quantity}; AU: {Area Sq. Ft}; AW: {Space Type}; AY: {EER} | [10 empty] | {Measure:Quantity} | {Area Sq. Ft} | {Space Type} | {EER} | [6 empty] | {Measure:Quantity} | {Area Sq. Ft} | {Space Type} | {EER} | [6 empty] | {Measure:Quantity} | {Area Sq. Ft} | {Space Type} | {EER} | {Factor:WinterCF} | [5 empty] | {Measure:Quantity} | {Area Sq. Ft} | {Space Type} | {EER} | {Factor:SummerCF} | [65 empty] | 4
C&I HVAC - Electric | DHP Lost Opportunity Single Zone | DHP1L | 2018-07-01 | 2019-06-30 | Per Measure | $682.00 | 0 | Per Measure | $500.00 | 0 | 2018-07-01 | 2019-06-30 | Modeled | [14 empty] | 2018-01-01 | 2019-06-30 | 18 | 1 | 1 | 0.37724 | 0.51158 | 0.061713 | 0.04937 | 1 | 1 | 1 | 0.33 | 0.016 | Heating Capacity (Btu/h) | 16965 | Cooling Capacity (Btu/h) | 13864 | DHP Cooling Efficiency (SEER) | 26 | DHP Heating Efficiency (HSPF) | 13 | DHP Cooling Efficiency (EER) | 14 | [10 empty] | -548.5177 | [5 empty] | -0.25134 | 0.2448 | 0 | 1.8582 | 7.5059 | 0.12527 | 0.57417 | 0 | Res | Default DR | -454.1476 | -290.4363 | 0 | 2493.3418 | 37.3146 | 855.8942 | 185.8726 | 0 | 3572.4233 | 744.5839 |  | 682 |  |  | 1426.5839 | 68.6% | 2.158 | 1 | 500 |  | Electric |  | X=$682.00 | 0 | 0 | 0 | 0 | 0 | 0 | 0 | 0 | 0 | 0 | 0 | 0 | 0 | 0 | AG: {Factor:WinterCF}; AH: {Factor:SummerCF} | [110 empty] | 0
C&I HVAC - Electric | DHP Lost Opportunity 2 Zones | DHP2L | 2018-07-01 | 2019-06-30 | Per Measure | $682.00 | 0 | Per Measure | $750.00 | 0 | 2018-07-01 | 2019-06-30 | Modeled | [15 empty] | 2019-06-30 | 18 | 1 | 1 | 0.37724 | 0.51158 | 0.061713 | 0.04937 | 1 | 1 | 1 | 0.33 | 0.016 | Heating Capacity (Btu/h) | 28723 | Cooling Capacity (Btu/h) | 26673 | DHP Cooling Efficiency (SEER) | 19 | DHP Heating Efficiency (HSPF) | 11 | DHP Cooling Efficiency (EER) | 13 | [10 empty] | -928.6811 | 0 | 0 |  | 0 | 0 | -0.48356 | 0.47097 | 0 | 3.575 | 14.4407 | 0.24101 | 1.1046 | 0 | Res | Default DR | -768.9055 | -558.7714 | 0 | 4796.9493 | 71.7898 | 1646.6579 | 357.601 | 0 | 6872.9981 | 1327.677 |  | 1364 |  |  | 2691.677 | 68.6% | 2.2646 | 1 | 750 |  | Electric |  | X=$682.00 | 0 | 0 | 0 | 0 | 0 | 0 | 0 | 0 | 0 | 0 | 0 | 0 | 0 | 0 | AG: {Factor:WinterCF}; AH: {Factor:SummerCF} | [110 empty] | 0
C&I HVAC - Electric | DHP Lost Opportunity 3 Zones | DHP3L | 2018-07-01 | 2019-06-30 | Per Measure | $682.00 | 0 | Per Measure | $1000.00 | 0 | 2018-07-01 | 2019-06-30 | Modeled | [15 empty] | 2019-06-30 | 18 | 1 | 1 | 0.37724 | 0.51158 | 0.061713 | 0.04937 | 1 | 1 | 1 | 0.33 | 0.016 | Heating Capacity (Btu/h) | 30838 | Cooling Capacity (Btu/h) | 31459 | DHP Cooling Efficiency (SEER) | 19 | DHP Heating Efficiency (HSPF) | 11 | DHP Cooling Efficiency (EER) | 12 | [10 empty] | -997.0639 | 0 | 0 |  | 0 | 0 | -0.57032 | 0.55548 | 0 | 4.2165 | 17.0318 | 0.28426 | 1.3029 | 0 | Res | Default DR | -825.5234 | -659.0331 | 0 | 5657.6774 | 84.6712 | 1942.1217 | 421.7663 | 0 | 8106.2366 | 1484.5565 |  | 2046 |  |  | 3530.5565 | 68.6% | 2.0325 | 1 | 1000 |  | Electric |  | X=$682.00 | 0 | 0 | 0 | 0 | 0 | 0 | 0 | 0 | 0 | 0 | 0 | 0 | 0 | 0 | AG: {Factor:WinterCF}; AH: {Factor:SummerCF} | [110 empty] | 0
C&I HVAC - Electric | DHP Lost Opportunity 4 Zones | DHP4L | 2018-07-01 | 2019-06-30 | Per Measure | $682.00 | 0 | Per Measure | $1250.00 | 0 | 2018-07-01 | 2019-06-30 | Modeled | [15 empty] | 2019-06-30 | 18 | 1 | 1 | 0.37724 | 0.51158 | 0.061713 | 0.04937 | 1 | 1 | 1 | 0.33 | 0.016 | Heating Capacity (Btu/h) | 42200 | Cooling Capacity (Btu/h) | 39700 | DHP Cooling Efficiency (SEER) | 19 | DHP Heating Efficiency (HSPF) | 11 | DHP Cooling Efficiency (EER) | 12 | [10 empty] | -1364.4237 | 0 | 0 |  | 0 | 0 | -0.71972 | 0.70099 | 0 | 5.3211 | 21.4935 | 0.35872 | 1.6441 | 0 | Res | Default DR | -1129.6805 | -831.6734 | 0 | 7139.7626 | 106.8517 | 2450.8799 | 532.2522 | 0 | 10229.7464 | 1961.354 |  | 2728 |  |  | 4689.354 | 68.6% | 1.9443 | 1 | 1250 |  | Electric |  | X=$682.00 | 0 | 0 | 0 | 0 | 0 | 0 | 0 | 0 | 0 | 0 | 0 | 0 | 0 | 0 | AG: {Factor:WinterCF}; AH: {Factor:SummerCF} | [110 empty] | 0
C&I HVAC - Electric | VFD: Heating Hot Water Circulation Pump | HHWP | 2018-07-01 | 2019-06-30 | Calculated | {Measure:Quantity}*if({Motor HP}=5,2425,if({Motor HP}=7.5,2648,if({Motor HP}=10,2871,if({Motor HP}=15,3317,if({Motor HP}=20,3763,if({Motor HP}=25,4209,if({Motor HP}=30,4655,0))))))) | 0 | Calculated | {Measure:Quantity}*if({Motor HP}=5,400,if({Motor HP}=7.5,650,if({Motor HP}=10,1400,if({Motor HP}=15,1650,if({Motor HP}=20,1850,if({Motor HP}=25,2000,if({Motor HP}=30,2300,0))))))) | 0 | 2018-07-01 | 2019-06-30 | Calculated | {Measure:Quantity}*{Motor HP}*1548 |  |  | {Measure:Quantity}*{Motor HP}*.096 |  |  | {Measure:Quantity}*{Factor:WinterCF}*{Motor HP}*.096 | {Measure:Quantity}*{Factor:SummerCF}*{Motor HP}*.096 | [6 empty] | 2018-01-01 | 2019-06-30 | 13 | 0.737 | 0 | 0.37724 | 0.51158 | 0.061713 | 0.04937 | 1 | 1.122 | 1 | 0.52 | 0.016 | {Measure:Quantity} | 1 | {Motor HP} | 5 | [16 empty] | 7740 | 0 | 0 | 0.48 | 0 | 0 | 0.35376 | 0 | 0 | 0 | 0 | 0 | 0 | 0 | Res | Default DR | 5600.4144 | 590.7756 | 0 | 0 | 0 | 0 | 0 | 0 | 6191.19 | 0 |  | 2425 |  |  | 2425 | 49.6% | 2.1866 | 1 | 400 |  | Electric |  | X=AS88*if(AU88=5,2425,if(AU88=7.5,2648,if(AU88=10,2871,if(AU88=15,3317,if(AU88=20,3763,if(AU88=25,4209,if(AU88=30,4655,0))))))) | X=AS88*AU88*1548 | 0 | 0 | X=AS88*AU88*.096 | 0 | 0 | X=AS88*AG88*AU88*.096 | X=AS88*AH88*AU88*.096 | 0 | 0 | 0 | 0 | 0 | 0 | AG: {Factor:WinterCF}; AH: {Factor:SummerCF}; AS: {Measure:Quantity}; AU: {Motor HP} | {Measure:Quantity} | {Motor HP} | {Motor HP} | {Motor HP} | {Motor HP} | {Motor HP} | {Motor HP} | {Motor HP} |  |  | {Measure:Quantity} | {Motor HP} | [8 empty] | {Measure:Quantity} | {Motor HP} | [8 empty] | {Measure:Quantity} | {Factor:WinterCF} | {Motor HP} | [7 empty] | {Measure:Quantity} | {Factor:SummerCF} | {Motor HP} | [67 empty] | 2
C&I HVAC - Electric | Ductless Heat Pump Multi-Family | MPDHPNC | 2018-07-01 | 2019-06-30 | Per Measure | $682.00 | 0 | Calculated | {Measure:Quantity}*(500+({Number of Zones}-1)*250) | 0 | 2018-07-01 | 2019-06-30 | Modeled | [15 empty] | 2019-06-30 | 18 | 1 | 1 | 0.37724 | 0.51158 | 0.061713 | 0.04937 | 1 | 1 | 1 | 0.11 | 0.01 | Heating Capacity (Btu/h) | 17239.2778 | [18 empty] | -557.3858 | 0 | 0 |  | 0 | 0 | -0.31253 | 0.3044 | 0 | 2.3106 | 9.3333 | 0.15577 | 0.71395 | 0 | Res | Default DR | -461.49 | -361.1448 | 0 | 3100.3615 | 46.3991 | 1064.267 | 231.1245 | 0 | 4442.1521 | 822.6348 |  | 682 |  |  | 1504.6348 | 90% | 2.8472 | 1 | 500 |  | Electric |  | X=$682.00 | 0 | 0 | 0 | 0 | 0 | 0 | 0 | 0 | 0 | 0 | 0 | 0 | 0 | 0 | AG: {Factor:WinterCF}; AH: {Factor:SummerCF} | [110 empty] | 0
C&I HVAC - Electric | VFD: Return Fan on VAV Air Handler | RFA | 2018-07-01 | 2019-06-30 | Calculated | {Measure:Quantity}*if({Motor HP}=5,2425,if({Motor HP}=7.5,2648,if({Motor HP}=10,2871,if({Motor HP}=15,3317,if({Motor HP}=20,3763,if({Motor HP}=25,4209,if({Motor HP}=30,4655,0))))))) | 0 | Calculated | {Measure:Quantity}*if({Motor HP}=5,400,if({Motor HP}=7.5,650,if({Motor HP}=10,1400,if({Motor HP}=15,1650,if({Motor HP}=20,1850,if({Motor HP}=25,2000,if({Motor HP}=30,2300,0))))))) | 0 | 2018-07-01 | 2019-06-30 | Calculated | {Measure:Quantity}*{Motor HP}*1788 |  |  | {Measure:Quantity}*{Motor HP}*.302 |  |  | {Measure:Quantity}*{Factor:WinterCF}*{Motor HP}*.302 | {Measure:Quantity}*{Factor:SummerCF}*{Motor HP}*.302 | [6 empty] | 2018-01-01 | 2019-06-30 | 13 | 0.21 | 0.683 | 0.39 | 0.308 | 0.214 | 0.088 | 1 | 1.122 | 1 | 0.52 | 0.016 | {Measure:Quantity} | 1 | {Motor HP} | 5 | [16 empty] | 8940 | 0 | 0 | 1.51 | 0 | 0 | -9.0645e-05 | 8.8287e-05 | 0 | 0.00067016 | 0.002707 | 4.5179e-05 | 0.00020707 | 0 | Res | Default DR | 6250.6858 | -0.077658 | 0 | 0.74575 | 0.011161 | 0.25849 | 0.055594 | 0 | 6251.7568 | 0.077658 |  | 2425 |  |  | 2425.0777 | 49.6% | 2.2079 | 1 | 400 |  | Electric |  | X=AS90*if(AU90=5,2425,if(AU90=7.5,2648,if(AU90=10,2871,if(AU90=15,3317,if(AU90=20,3763,if(AU90=25,4209,if(AU90=30,4655,0))))))) | X=AS90*AU90*1788 | 0 | 0 | X=AS90*AU90*.302 | 0 | 0 | X=AS90*AG90*AU90*.302 | X=AS90*AH90*AU90*.302 | 0 | 0 | 0 | 0 | 0 | 0 | AG: {Factor:WinterCF}; AH: {Factor:SummerCF}; AS: {Measure:Quantity}; AU: {Motor HP} | {Measure:Quantity} | {Motor HP} | {Motor HP} | {Motor HP} | {Motor HP} | {Motor HP} | {Motor HP} | {Motor HP} |  |  | {Measure:Quantity} | {Motor HP} | [8 empty] | {Measure:Quantity} | {Motor HP} | [8 empty] | {Measure:Quantity} | {Factor:WinterCF} | {Motor HP} | [7 empty] | {Measure:Quantity} | {Factor:SummerCF} | {Motor HP} | [67 empty] | 2
C&I HVAC - Electric | VFD: Return Fan on VAV Packaged or Rooftop HVAC Unit | RFP | 2018-07-01 | 2019-06-30 | Calculated | {Measure:Quantity}*if({Motor HP}=5,2425,if({Motor HP}=7.5,2648,if({Motor HP}=10,2871,if({Motor HP}=15,3317,if({Motor HP}=20,3763,if({Motor HP}=25,4209,if({Motor HP}=30,4655,0))))))) | 0 | Calculated | {Measure:Quantity}*if({Motor HP}=5,400,if({Motor HP}=7.5,650,if({Motor HP}=10,1400,if({Motor HP}=15,1650,if({Motor HP}=20,1850,if({Motor HP}=25,2000,if({Motor HP}=30,2300,0))))))) | 0 | 2018-07-01 | 2019-06-30 | Calculated | {Measure:Quantity}*{Motor HP}*1788 |  |  | {Measure:Quantity}*{Motor HP}*.302 |  |  | {Measure:Quantity}*{Factor:WinterCF}*{Motor HP}*.302 | {Measure:Quantity}*{Factor:SummerCF}*{Motor HP}*.302 | [6 empty] | 2018-01-01 | 2019-06-30 | 13 | 0.21 | 0.683 | 0.39 | 0.308 | 0.214 | 0.088 | 1 | 1.122 | 1 | 0.52 | 0.016 | {Measure:Quantity} | 1 | {Motor HP} | 5 | [16 empty] | 8940 | 0 | 0 | 1.51 | 0 | 0 | -9.0645e-05 | 8.8287e-05 | 0 | 0.00067016 | 0.002707 | 4.5179e-05 | 0.00020707 | 0 | Res | Default DR | 6250.6858 | -0.077658 | 0 | 0.74575 | 0.011161 | 0.25849 | 0.055594 | 0 | 6251.7568 | 0.077658 |  | 2425 |  |  | 2425.0777 | 49.6% | 2.2079 | 1 | 400 |  | Electric |  | X=AS91*if(AU91=5,2425,if(AU91=7.5,2648,if(AU91=10,2871,if(AU91=15,3317,if(AU91=20,3763,if(AU91=25,4209,if(AU91=30,4655,0))))))) | X=AS91*AU91*1788 | 0 | 0 | X=AS91*AU91*.302 | 0 | 0 | X=AS91*AG91*AU91*.302 | X=AS91*AH91*AU91*.302 | 0 | 0 | 0 | 0 | 0 | 0 | AG: {Factor:WinterCF}; AH: {Factor:SummerCF}; AS: {Measure:Quantity}; AU: {Motor HP} | {Measure:Quantity} | {Motor HP} | {Motor HP} | {Motor HP} | {Motor HP} | {Motor HP} | {Motor HP} | {Motor HP} |  |  | {Measure:Quantity} | {Motor HP} | [8 empty] | {Measure:Quantity} | {Motor HP} | [8 empty] | {Measure:Quantity} | {Factor:WinterCF} | {Motor HP} | [7 empty] | {Measure:Quantity} | {Factor:SummerCF} | {Motor HP} | [67 empty] | 2
C&I HVAC - Electric | VFD: Supply Fan on VAV Air Handler | SFA | 2018-07-01 | 2019-06-30 | Calculated | {Measure:Quantity}*if({Motor HP}=5,2425,if({Motor HP}=7.5,2648,if({Motor HP}=10,2871,if({Motor HP}=15,3317,if({Motor HP}=20,3763,if({Motor HP}=25,4209,if({Motor HP}=30,4655,0))))))) | 0 | Calculated | {Measure:Quantity}*if({Motor HP}=5,400,if({Motor HP}=7.5,650,if({Motor HP}=10,1400,if({Motor HP}=15,1650,if({Motor HP}=20,1850,if({Motor HP}=25,2000,if({Motor HP}=30,2300,0))))))) | 0 | 2018-07-01 | 2019-06-30 | Calculated | {Measure:Quantity}*{Motor HP}*2033 |  |  | {Measure:Quantity}*{Motor HP}*.288 |  |  | {Measure:Quantity}*{Factor:WinterCF}*{Motor HP}*.288 | {Measure:Quantity}*{Factor:SummerCF}*{Motor HP}*.288 | [6 empty] | 2018-01-01 | 2019-06-30 | 13 | 0.146 | 0.487 | 0.39 | 0.305 | 0.216 | 0.089 | 1 | 1.122 | 1 | 0.52 | 0.016 | {Measure:Quantity} | 1 | {Motor HP} | 5 | [16 empty] | 10165 | 0 | 0 | 1.44 | 0 | 0 | 0.21024 | 0.70128 | 0 | 0 | 0 | 0 | 0 | 0 | Res | Default DR | 7102.7926 | 936.6639 | 0 | 0 | 0 | 0 | 0 | 0 | 8039.4565 | 0 |  | 2425 |  |  | 2425 | 49.6% | 2.8393 | 1 | 400 |  | Electric |  | X=AS92*if(AU92=5,2425,if(AU92=7.5,2648,if(AU92=10,2871,if(AU92=15,3317,if(AU92=20,3763,if(AU92=25,4209,if(AU92=30,4655,0))))))) | X=AS92*AU92*2033 | 0 | 0 | X=AS92*AU92*.288 | 0 | 0 | X=AS92*AG92*AU92*.288 | X=AS92*AH92*AU92*.288 | 0 | 0 | 0 | 0 | 0 | 0 | AG: {Factor:WinterCF}; AH: {Factor:SummerCF}; AS: {Measure:Quantity}; AU: {Motor HP} | {Measure:Quantity} | {Motor HP} | {Motor HP} | {Motor HP} | {Motor HP} | {Motor HP} | {Motor HP} | {Motor HP} |  |  | {Measure:Quantity} | {Motor HP} | [8 empty] | {Measure:Quantity} | {Motor HP} | [8 empty] | {Measure:Quantity} | {Factor:WinterCF} | {Motor HP} | [7 empty] | {Measure:Quantity} | {Factor:SummerCF} | {Motor HP} | [67 empty] | 2
C&I HVAC - Electric | VFD: Supply Fan on VAV Packaged or Rooftop HVAC Unit | SFP | 2018-07-01 | 2019-06-30 | Calculated | {Measure:Quantity}*if({Motor HP}=5,2425,if({Motor HP}=7.5,2648,if({Motor HP}=10,2871,if({Motor HP}=15,3317,if({Motor HP}=20,3763,if({Motor HP}=25,4209,if({Motor HP}=30,4655,0))))))) | 0 | Calculated | {Measure:Quantity}*if({Motor HP}=5,400,if({Motor HP}=7.5,650,if({Motor HP}=10,1400,if({Motor HP}=15,1650,if({Motor HP}=20,1850,if({Motor HP}=25,2000,if({Motor HP}=30,2300,0))))))) | 0 | 2018-07-01 | 2019-06-30 | Calculated | {Measure:Quantity}*{Motor HP}*2033 |  |  | {Measure:Quantity}*{Motor HP}*.288 |  |  | {Measure:Quantity}*{Factor:WinterCF}*{Motor HP}*.288 | {Measure:Quantity}*{Factor:SummerCF}*{Motor HP}*.288 | [6 empty] | 2018-01-01 | 2019-06-30 | 13 | 0.146 | 0.487 | 0.39 | 0.305 | 0.216 | 0.089 | 1 | 1.122 | 1 | 0.52 | 0.016 | {Measure:Quantity} | 1 | {Motor HP} | 5 | [16 empty] | 10165 | 0 | 0 | 1.44 | 0 | 0 | 0.21024 | 0.70128 | 0 | 0 | 0 | 0 | 0 | 0 | Res | Default DR | 7102.7926 | 936.6639 | 0 | 0 | 0 | 0 | 0 | 0 | 8039.4565 | 0 |  | 2425 |  |  | 2425 | 49.6% | 2.8393 | 1 | 400 |  | Electric |  | X=AS93*if(AU93=5,2425,if(AU93=7.5,2648,if(AU93=10,2871,if(AU93=15,3317,if(AU93=20,3763,if(AU93=25,4209,if(AU93=30,4655,0))))))) | X=AS93*AU93*2033 | 0 | 0 | X=AS93*AU93*.288 | 0 | 0 | X=AS93*AG93*AU93*.288 | X=AS93*AH93*AU93*.288 | 0 | 0 | 0 | 0 | 0 | 0 | AG: {Factor:WinterCF}; AH: {Factor:SummerCF}; AS: {Measure:Quantity}; AU: {Motor HP} | {Measure:Quantity} | {Motor HP} | {Motor HP} | {Motor HP} | {Motor HP} | {Motor HP} | {Motor HP} | {Motor HP} |  |  | {Measure:Quantity} | {Motor HP} | [8 empty] | {Measure:Quantity} | {Motor HP} | [8 empty] | {Measure:Quantity} | {Factor:WinterCF} | {Motor HP} | [7 empty] | {Measure:Quantity} | {Factor:SummerCF} | {Motor HP} | [67 empty] | 2
C&I HVAC - Electric | Variable Refrigerant Flow | VRF | 2018-07-01 | 2019-06-30 | Calculated | {Square Feet Served}*3.10 | 0 | Calculated | {Square Feet Served}*3.00 | 0 | 2018-07-01 | 2019-06-30 | Calculated | {Capacity (kBtu/hr)}*(1/12.7-1/{IEER})*829+{Square Feet Served}*47.4/3.412*(1/2.25-1/{COP}) |  |  | Max({Square Feet Served}*47.4/3.412*(1/2.25-1/{COP})/1600,{Capacity (kBtu/hr)}*(1/12.7-1/{IEER})) |  |  | {Square Feet Served}*47.4/3.412*(1/2.25-1/{COP})/1600*{Factor:WinterCF} | {Capacity (kBtu/hr)}*(1/12.7-1/{IEER})*{Factor:SummerCF} | [6 empty] | 2018-01-01 | 2019-06-30 | 20 | 0.42 | 0.357 | 0.17 | 0.03 | 0.62 | 0.18 | 1 | 1.122 | 1 | 0.52 | 0.016 | {Square Feet Served} | 5000 | {Capacity (kBtu/hr)} | 1000 | {IEER} | 20 | {COP} | 3 | [12 empty] | 31543.4491 | 0 | 0 | 28.7402 | 0 | 0 | 2.0259 | 10.2602 | 0 | 0 | 0 | 0 | 0 | 0 | Res | Default DR | 28269.9818 | 17724.0873 | 0 | 0 | 0 | 0 | 0 | 0 | 45994.0691 | 0 |  | 15500 |  |  | 15500 | 49.6% | 1.4961 | 1 | 15000 |  | Electric |  | X=AS94*3.10 | X=AU94*(1/12.7-1/AW94)*829+AS94*47.4/3.412*(1/2.25-1/AY94) | 0 | 0 | X=Max(AS94*47.4/3.412*(1/2.25-1/AY94)/1600,AU94*(1/12.7-1/AW94)) | 0 | 0 | X=AS94*47.4/3.412*(1/2.25-1/AY94)/1600*AG94 | X=AU94*(1/12.7-1/AW94)*AH94 | 0 | 0 | 0 | 0 | 0 | 0 | AG: {Factor:WinterCF}; AH: {Factor:SummerCF}; AS: {Square Feet Served}; AU: {Capacity (kBtu/hr)}; AW: {IEER}; AY: {COP} | {Square Feet Served} | [9 empty] | {Capacity (kBtu/hr)} | {IEER} | {Square Feet Served} | {COP} | [6 empty] | {Square Feet Served} | {COP} | {Capacity (kBtu/hr)} | {IEER} | [6 empty] | {Square Feet Served} | {COP} | {Factor:WinterCF} | [7 empty] | {Capacity (kBtu/hr)} | {IEER} | {Factor:SummerCF} | [67 empty] | 4
C&I HVAC - Electric | HVAC WATER SOURCE HEAT PUMP: < 11.25 | WH | 2018-07-01 | 2019-06-30 | Calculated | {Measure:Quantity}*{Unit Size - Tons}*100.0 | 0 | Calculated | {Measure:Quantity}*{Unit Size - Tons}*100 | 0 | 2018-07-01 | 2019-06-30 | Calculated | {Measure:Quantity} * ((12 * {Unit Size - Tons} * (1/12.0 - 1/{EER}) * 829) + ({Heating BTUH}/1000 * (1/4.2 - 1/{COP}) * 1600 / 3.412)) | 0.0001 |  | {Measure:Quantity} * 12 * {Unit Size - Tons} * (1/12.0 - 1/{EER}) |  |  | {Measure:Quantity} * {Heating BTUH}/1000 * (1/4.2 - 1/{COP}) / 3.412 * {Factor:WinterCF} | {Measure:Quantity} * 12 * {Unit Size - Tons} * (1/12.0 - 1/{EER}) * {Factor:SummerCF} | [6 empty] | 2018-01-01 | 2019-06-30 | 15 | 0.42 | 0.357 | 0.17 | 0.03 | 0.62 | 0.18 | 1 | 1.122 | 1 | 0.52 | 0.016 | {Measure:Quantity} | 1 | {Unit Size - Tons} | 3 | {EER} | 16 | {Heating BTUH} | 37538 | {COP} | 4 | [10 empty] | 412.1927 | 0.0001 | 0 | 0.75 | 0 | 0 | -0.055009 | 0.26775 | 0 | 0 | 0 | 0 | 0 | 0 | Res | Default DR | 287.1005 | 150.5194 | 0 | 0 | 0 | 0 | 0 | 0 | 437.62 | 0 |  | 300 |  |  | 300 | 49.6% | 1.3242 | 1 | 30 |  | Electric |  | X=AS95*AU95*100.0 | X=AS95 * ((12 * AU95 * (1/12.0 - 1/AW95) * 829) + (AY95/1000 * (1/4.2 - 1/BA95) * 1600 / 3.412)) | X=0.0001 | 0 | X=AS95 * 12 * AU95 * (1/12.0 - 1/AW95) | 0 | 0 | X=AS95 * AY95/1000 * (1/4.2 - 1/BA95) / 3.412 * AG95 | X=AS95 * 12 * AU95 * (1/12.0 - 1/AW95) * AH95 | 0 | 0 | 0 | 0 | 0 | 0 | AG: {Factor:WinterCF}; AH: {Factor:SummerCF}; AS: {Measure:Quantity}; AU: {Unit Size - Tons}; AW: {EER}; AY: {Heating BTUH}; BA: {COP} | {Measure:Quantity} | {Unit Size - Tons} | [8 empty] | {Measure:Quantity} | {Unit Size - Tons} | {EER} | {Heating BTUH} | {COP} | [5 empty] | {Measure:Quantity} | {Unit Size - Tons} | {EER} | [7 empty] | {Measure:Quantity} | {Heating BTUH} | {COP} | {Factor:WinterCF} | [6 empty] | {Measure:Quantity} | {Unit Size - Tons} | {EER} | {Factor:SummerCF} | [66 empty] | 5
C&I HVAC - Electric | [6 empty] | 0 |  |  | 0 |  |  |  |  | 0.0006 | [84 empty] | 0 | 0 | X=0.0006 | 0 | 0 | 0 | 0 | 0 | 0 | 0 | 0 | 0 | 0 | 0 | 0 | AG: {Factor:WinterCF}; AH: {Factor:SummerCF} | [110 empty] | 0
C&I HVAC - Electric - Midstream | ECMHW Electronically Commuted Hot Water Smart Pump | ECMHW | 2018-07-01 | 2019-06-30 | Calculated | {Measure:Quantity}*if({Rated Current (Amps)}<1.25,368,if({Rated Current (Amps)}<5,758,1018)) | 0 | Manual Entry | $0.00 | 0 | 2017-10-01 | 2019-06-30 | Calculated | {Measure:Quantity}*if({Rated Current (Amps)}<1.25,426,if({Rated Current (Amps)}<5,804,2586)) |  |  | {Measure:Quantity}*if({Rated Current (Amps)}<1.25,426,if({Rated Current (Amps)}<5,804,2586))/4858 |  |  | {Measure:Quantity}*if({Rated Current (Amps)}<1.25,426,if({Rated Current (Amps)}<5,804,2586))/4858*{Factor:WinterCF} | {Measure:Quantity}*if({Rated Current (Amps)}<1.25,426,if({Rated Current (Amps)}<5,804,2586))/4858*{Factor:SummerCF} | [6 empty] | 2017-10-01 | 2019-06-30 | 20 | 0.737 | 0 | 0.536 | 0.463 | 0 | 0.001 | 1 | 1.122 | 1 | 0.25 | 0 | {Measure:Quantity} | 1 | {Rated Current (Amps)} | 6 | [16 empty] | 2586 | 0 | 0 | 0.53232 | 0 | 0 | 0.39232 | 0 | 0 | 0 | 0 | 0 | 0 | 0 | Res | Default DR | 2689.1238 | 971.6921 | 0 | 0 | 0 | 0 | 0 | 0 | 3660.8158 | 0 |  | 1018 |  |  | 1018 | 75% | 2.6971 | 1 | 1018 | 100% | Electric |  | X=AS97*if(AU97<1.25,368,if(AU97<5,758,1018)) | X=AS97*if(AU97<1.25,426,if(AU97<5,804,2586)) | 0 | 0 | X=AS97*if(AU97<1.25,426,if(AU97<5,804,2586))/4858 | 0 | 0 | X=AS97*if(AU97<1.25,426,if(AU97<5,804,2586))/4858*AG97 | X=AS97*if(AU97<1.25,426,if(AU97<5,804,2586))/4858*AH97 | 0 | 0 | 0 | 0 | 0 | 0 | AG: {Factor:WinterCF}; AH: {Factor:SummerCF}; AS: {Measure:Quantity}; AU: {Rated Current (Amps)} | {Measure:Quantity} | {Rated Current (Amps)} | {Rated Current (Amps)} | [7 empty] | {Measure:Quantity} | {Rated Current (Amps)} | {Rated Current (Amps)} | [7 empty] | {Measure:Quantity} | {Rated Current (Amps)} | {Rated Current (Amps)} | [7 empty] | {Measure:Quantity} | {Rated Current (Amps)} | {Rated Current (Amps)} | {Factor:WinterCF} | [6 empty] | {Measure:Quantity} | {Rated Current (Amps)} | {Rated Current (Amps)} | {Factor:SummerCF} | [66 empty] | 2
C&I HVAC - Electric - Midstream | ECMSFH Heating and Cooling Electronically Commuted Supply Fan Motor | ECMSFB | 2018-07-01 | 2019-06-30 | Per Measure | $200.00 | 0 | Manual Entry | $0.00 | 0 | 2017-10-01 | 2019-06-30 | Per Measure | 460.8000 |  |  | 0.0000 |  |  | 0.1800 | 0.1600 | 0.0000 | 0.0000 | 0.0000 | 0.0000 | 0.0000 | 0.0000 | 2017-10-01 | 2019-06-30 | 18 | 1 | 1 | 0.39 | 0.305 | 0.216 | 0.089 | 1 | 1.122 | 1 | 0.25 | 0 | [20 empty] | 460.8 | 0 | 0 | 0 | 0 | 0 | 0.18 | 0.16 | 0 | 0 | 0 | 0 | 0 | 0 | Res | Default DR | 416.1889 | 585.6436 | 0 | 0 | 0 | 0 | 0 | 0 | 1001.8325 | 0 |  | 200 |  |  | 200 | 75% | 3.7569 | 1 | 200 | 100% | Electric |  | X=$200.00 | X=460.8000 | 0 | 0 | X=0.0000 | 0 | 0 | X=0.1800 | X=0.1600 | X=0.0000 | X=0.0000 | X=0.0000 | X=0.0000 | X=0.0000 | X=0.0000 | AG: {Factor:WinterCF}; AH: {Factor:SummerCF} | [110 empty] | 0
C&I HVAC - Electric - Midstream | ECMSFH Cooling Only Electronically Commuted Supply Fan Motor | ECMSFC | 2018-07-01 | 2019-06-30 | Per Measure | $200.00 | 0 | Manual Entry | $0.00 | 0 | 2017-10-01 | 2019-06-30 | Per Measure | 73.0000 |  |  | 0.0000 |  |  | 0.0000 | 0.1600 | 0.0000 | 0.0000 | 0.0000 | 0.0000 | 0.0000 | 0.0000 | 2017-10-01 | 2019-06-30 | 18 | 0 | 1 | 0.17 | 0.03 | 0.62 | 0.18 | 1 | 1.122 | 1 | 0.25 | 0 | [20 empty] | 73 | 0 | 0 | 0 | 0 | 0 | 0 | 0.16 | 0 | 0 | 0 | 0 | 0 | 0 | Res | Default DR | 59.5038 | 180.198 | 0 | 0 | 0 | 0 | 0 | 0 | 239.7018 | 0 |  | 200 |  |  | 200 | 75% | 0.89888 | 0 | 200 | 100% | Electric | 0 | X=$200.00 | X=73.0000 | 0 | 0 | X=0.0000 | 0 | 0 | X=0.0000 | X=0.1600 | X=0.0000 | X=0.0000 | X=0.0000 | X=0.0000 | X=0.0000 | X=0.0000 | AG: {Factor:WinterCF}; AH: {Factor:SummerCF} | [110 empty] | 0
C&I HVAC - Electric - Midstream | ECMSFH Heating Only Electronically Commuted Supply Fan Motor | ECMSFH | 2018-07-01 | 2019-06-30 | Per Measure | $200.00 | 0 | Manual Entry | $0.00 | 0 | 2017-10-01 | 2019-06-30 | Per Measure | 387.8000 |  |  | 0.0000 |  |  | 0.1800 | 0.0000 | 0.0000 | 0.0000 | 0.0000 | 0.0000 | 0.0000 | 0.0000 | 2017-10-01 | 2019-06-30 | 18 | 1 | 0 | 0.536 | 0.463 | 0 | 0.001 | 1 | 1.122 | 1 | 0.25 | 0 | [20 empty] | 387.8 | 0 | 0 | 0 | 0 | 0 | 0.18 | 0 | 0 | 0 | 0 | 0 | 0 | 0 | Res | Default DR | 373.1235 | 405.4456 | 0 | 0 | 0 | 0 | 0 | 0 | 778.5691 | 0 |  | 200 |  |  | 200 | 75% | 2.9196 | 1 | 200 | 100% | Electric |  | X=$200.00 | X=387.8000 | 0 | 0 | X=0.0000 | 0 | 0 | X=0.1800 | X=0.0000 | X=0.0000 | X=0.0000 | X=0.0000 | X=0.0000 | X=0.0000 | X=0.0000 | AG: {Factor:WinterCF}; AH: {Factor:SummerCF} | [110 empty] | 0
C&I HVAC - Electric - Midstream | [6 empty] | 0 |  |  | 0 | [89 empty] | 0 | 0 | 0 | 0 | 0 | 0 | 0 | 0 | 0 | 0 | 0 | 0 | 0 | 0 | 0 | AG: {Factor:WinterCF}; AH: {Factor:SummerCF} | [110 empty] | 0
C&I HVAC - Natural Gas | Modulating Burner Controls for Boilers and Heaters | AF1 | 2018-07-01 | 2019-06-30 | Calculated | {Measure:Quantity}*{Capacity (MBTUH)}*2.14 | 0 | Calculated | {Measure:Quantity}*{Capacity (MBTUH)}*1.25 | 0 | 2018-07-01 | 2019-06-30 | Calculated | [8 empty] | if({Existing Fuel}<>1,0,{Measure:Quantity} * ({Capacity (MBTUH)} * 0.03 * if({End-Use}=1,1565,{Annual Hours of Operation})) / 1000 * 10) | [5 empty] | 2017-07-01 | 2019-06-30 | 21 | 0 | 0 | 0 | 0 | 0 | 0 | 1 | 1 | 0 | 0.52 | 0.016 | {Measure:Quantity} | 1 | {Capacity (MBTUH)} | 1000 | {Existing Fuel} | 1 | {End-Use} | 1 | {Annual Hours of Operation} | 2000 | [10 empty] | 0 | 0 | 0 | 0 | 0 | 0 | 0 | 0 | 469.5 | 0 | 0 | 0 | 0 | 0 | Res | Default DR | 0 | 0 | 5790.7912 | 0 | 0 | 0 | 0 | 0 | 5790.7912 | 0 |  | 2140 |  |  | 2140 | 49.6% | 1.6981 | 1 | 1250 |  | NG |  | X=AS102*AU102*2.14 | 0 | 0 | 0 | 0 | 0 | 0 | 0 | 0 | X=if(AW102<>1,0,AS102 * (AU102 * 0.03 * if(AY102=1,1565,BA102)) / 1000 * 10) | 0 | 0 | 0 | 0 | 0 | AG: {Factor:WinterCF}; AH: {Factor:SummerCF}; AS: {Measure:Quantity}; AU: {Capacity (MBTUH)}; AW: {Existing Fuel}; AY: {End-Use}; BA: {Annual Hours of Operation} | {Measure:Quantity} | {Capacity (MBTUH)} | [48 empty] | {Existing Fuel} | {Measure:Quantity} | {Capacity (MBTUH)} | {End-Use} | {Annual Hours of Operation} | [55 empty] | 5
C&I HVAC - Natural Gas | Boiler Stack Heat Exchanger (Economizer) | AF2 | 2018-07-01 | 2019-06-30 | Calculated | {Measure:Quantity}*{Capacity (MBTUH)}/1000*if({Economizer Type}=1,2120,1500) | 0 | Calculated | {Measure:Quantity}*{Capacity (MBTUH)}/1000*if({Economizer Type}=1,1325,950) | 0 | 2018-07-01 | 2019-06-30 | Calculated | [8 empty] | if({Existing Fuel}<>1,0,{Measure:Quantity} * ({Capacity (MBTUH)} * 1565 * if({Economizer Type}=1,0.1,0.05)) / 1000 * 10) | [5 empty] | 2017-07-01 | 2019-06-30 | 20 | 0 | 0 | 0 | 0 | 0 | 0 | 1 | 1 | 0 | 0.52 | 0.016 | {Measure:Quantity} | 1 | {Capacity (MBTUH)} | 1000 | {Economizer Type} | 0 | {Existing Fuel} | 1 | [12 empty] | 0 | 0 | 0 | 0 | 0 | 0 | 0 | 0 | 782.5 | 0 | 0 | 0 | 0 | 0 | Res | Default DR | 0 | 0 | 9283.2802 | 0 | 0 | 0 | 0 | 0 | 9283.2802 | 0 |  | 1500 |  |  | 1500 | 49.6% | 3.7655 | 1 | 950 |  | NG |  | X=AS103*AU103/1000*if(AW103=1,2120,1500) | 0 | 0 | 0 | 0 | 0 | 0 | 0 | 0 | X=if(AY103<>1,0,AS103 * (AU103 * 1565 * if(AW103=1,0.1,0.05)) / 1000 * 10) | 0 | 0 | 0 | 0 | 0 | AG: {Factor:WinterCF}; AH: {Factor:SummerCF}; AS: {Measure:Quantity}; AU: {Capacity (MBTUH)}; AW: {Economizer Type}; AY: {Existing Fuel} | {Measure:Quantity} | {Capacity (MBTUH)} | {Economizer Type} | [47 empty] | {Existing Fuel} | {Measure:Quantity} | {Capacity (MBTUH)} | {Economizer Type} | [56 empty] | 4
C&I HVAC - Natural Gas | Boiler Reset/Lockout Controls | AF3 | 2018-07-01 | 2019-06-30 | Calculated | {Measure:Quantity}*612.00 | 0 | Calculated | {Measure:Quantity}*375 | 0 | 2018-07-01 | 2019-06-30 | Calculated | [8 empty] | if({Existing Fuel}<>1,0,{Measure:Quantity} * ({Capacity (MBTUH)} * 1565 * 0.08) / 1000 * 10) | [5 empty] | 2017-07-01 | 2019-06-30 | 20 | 0 | 0 | 0 | 0 | 0 | 0 | 1 | 1 | 0 | 0.52 | 0.016 | {Measure:Quantity} | 1 | {Existing Fuel} | 1 | {Capacity (MBTUH)} | 1112 | [14 empty] | 0 | 0 | 0 | 0 | 0 | 0 | 0 | 0 | 1392.224 | 0 | 0 | 0 | 0 | 0 | Res | Default DR | 0 | 0 | 16516.8121 | 0 | 0 | 0 | 0 | 0 | 16516.8121 | 0 |  | 612 |  |  | 612 | 49.6% | 16.6324 | 1 | 375 |  | NG |  | X=AS104*612.00 | 0 | 0 | 0 | 0 | 0 | 0 | 0 | 0 | X=if(AU104<>1,0,AS104 * (AW104 * 1565 * 0.08) / 1000 * 10) | 0 | 0 | 0 | 0 | 0 | AG: {Factor:WinterCF}; AH: {Factor:SummerCF}; AS: {Measure:Quantity}; AU: {Existing Fuel}; AW: {Capacity (MBTUH)} | {Measure:Quantity} | [49 empty] | {Existing Fuel} | {Measure:Quantity} | {Capacity (MBTUH)} | [57 empty] | 3
C&I HVAC - Natural Gas | Oxygen Trim for Boilers and Heaters | AF4 | 2018-07-01 | 2019-06-30 | Calculated | {Measure:Quantity}*20000.00 | 0 | Calculated | {Measure:Quantity}*{Capacity (MBTUH)}*0.75 | 0 | 2018-07-01 | 2019-06-30 | Calculated | [8 empty] | if({Existing Fuel}<>1,0,{Measure:Quantity} * ({Capacity (MBTUH)} * 0.02 * if({End-Use}=1,1565,{Annual Hours of Operation})) / 1000 * 10) | [5 empty] | 2017-07-01 | 2019-06-30 | 15 | 0 | 0 | 0 | 0 | 0 | 0 | 1 | 1 | 0 | 0.52 | 0.016 | {Measure:Quantity} | 1 | {Existing Fuel} | 1 | {Capacity (MBTUH)} | 9511 | {End-Use} | 1 | {Annual Hours of Operation} | 1565 | [10 empty] | 0 | 0 | 0 | 0 | 0 | 0 | 0 | 0 | 2976.943 | 0 | 0 | 0 | 0 | 0 | Res | Default DR | 0 | 0 | 27811.567 | 0 | 0 | 0 | 0 | 0 | 27811.567 | 0 |  | 20000 |  |  | 20000 | 49.6% | 1.268 | 1 | 1902.2 |  | NG |  | X=AS105*20000.00 | 0 | 0 | 0 | 0 | 0 | 0 | 0 | 0 | X=if(AU105<>1,0,AS105 * (AW105 * 0.02 * if(AY105=1,1565,BA105)) / 1000 * 10) | 0 | 0 | 0 | 0 | 0 | AG: {Factor:WinterCF}; AH: {Factor:SummerCF}; AS: {Measure:Quantity}; AU: {Existing Fuel}; AW: {Capacity (MBTUH)}; AY: {End-Use}; BA: {Annual Hours of Operation} | {Measure:Quantity} | [49 empty] | {Existing Fuel} | {Measure:Quantity} | {Capacity (MBTUH)} | {End-Use} | {Annual Hours of Operation} | [55 empty] | 5
C&I HVAC - Natural Gas | Boiler Turbulator | AF5 | 2018-07-01 | 2019-06-30 | Calculated | {Measure:Quantity}*15.00 | 0 | Calculated | {Measure:Quantity}*9.5 | 0 | 2018-07-01 | 2019-06-30 | Calculated | [8 empty] | if({Existing Fuel}<>1,0,{Measure:Quantity} * ({Capacity (MBTUH)} * 1565 * 0.7 * ({Flue Gas Temperature Before (oF)}-{Flue Gas Temperature After (oF)})/40/100)/1000 * 10) | [5 empty] | 2017-07-01 | 2019-06-30 | 20 | 0 | 0 | 0 | 0 | 0 | 0 | 1 | 1 | 0 | 0.52 | 0.016 | {Measure:Quantity} | 1 | {Existing Fuel} | 1 | {Capacity (MBTUH)} | 1000 | {Flue Gas Temperature Before (oF)} | 270 | {Flue Gas Temperature After (oF)} | 220 | [10 empty] | 0 | 0 | 0 | 0 | 0 | 0 | 0 | 0 | 136.9375 | 0 | 0 | 0 | 0 | 0 | Res | Default DR | 0 | 0 | 1624.574 | 0 | 0 | 0 | 0 | 0 | 1624.574 | 0 |  | 15 |  |  | 15 | 49.6% | 65.897 | 1 | 9.5 |  | NG |  | X=AS106*15.00 | 0 | 0 | 0 | 0 | 0 | 0 | 0 | 0 | X=if(AU106<>1,0,AS106 * (AW106 * 1565 * 0.7 * (AY106-BA106)/40/100)/1000 * 10) | 0 | 0 | 0 | 0 | 0 | AG: {Factor:WinterCF}; AH: {Factor:SummerCF}; AS: {Measure:Quantity}; AU: {Existing Fuel}; AW: {Capacity (MBTUH)}; AY: {Flue Gas Temperature Before (oF)}; BA: {Flue Gas Temperature After (oF)} | {Measure:Quantity} | [49 empty] | {Existing Fuel} | {Measure:Quantity} | {Capacity (MBTUH)} | {Flue Gas Temperature Before (oF)} | {Flue Gas Temperature After (oF)} | [55 empty] | 5
C&I HVAC - Natural Gas | Programmable Thermostat | AF6 | 2018-07-01 | 2019-06-30 | Per Measure | $157.00 | 0 | Calculated | {Measure:Quantity}*100 | 0 | 2018-07-01 | 2019-06-30 | Calculated | [8 empty] | if({Existing Fuel}<>1,0,{Measure:Quantity} * ({Capacity (MBTUH)} * 1565 *0.068) / 1000 * 10) | [5 empty] | 2017-07-01 | 2019-06-30 | 8 | 0 | 0 | 0 | 0 | 0 | 0 | 1 | 1 | 0 | 0.52 | 0.016 | {Existing Fuel} | 1 | {Measure:Quantity} | 1 | {Capacity (MBTUH)} | 223 | [14 empty] | 0 | 0 | 0 | 0 | 0 | 0 | 0 | 0 | 237.3166 | 0 | 0 | 0 | 0 | 0 | Res | Default DR | 0 | 0 | 1240.2771 | 0 | 0 | 0 | 0 | 0 | 1240.2771 | 0 |  | 157 |  |  | 157 | 49.6% | 4.7959 | 1 | 100 |  | NG |  | X=$157.00 | 0 | 0 | 0 | 0 | 0 | 0 | 0 | 0 | X=if(AS107<>1,0,AU107 * (AW107 * 1565 *0.068) / 1000 * 10) | 0 | 0 | 0 | 0 | 0 | AG: {Factor:WinterCF}; AH: {Factor:SummerCF}; AS: {Existing Fuel}; AU: {Measure:Quantity}; AW: {Capacity (MBTUH)} | [50 empty] | {Existing Fuel} | {Measure:Quantity} | {Capacity (MBTUH)} | [57 empty] | 3
C&I HVAC - Natural Gas | VFD: Building Exhaust Fan | BEF | 2018-07-01 | 2019-06-30 | Calculated | {Measure:Quantity}*if({Motor HP}=5,2425,if({Motor HP}=7.5,2648,if({Motor HP}=10,2871,if({Motor HP}=15,3317,if({Motor HP}=20,3763,if({Motor HP}=25,4209,if({Motor HP}=30,4655,0))))))) | 0 | Calculated | {Measure:Quantity}*if({Motor HP}=5,400,if({Motor HP}=7.5,650,if({Motor HP}=10,1400,if({Motor HP}=15,1650,if({Motor HP}=20,1850,if({Motor HP}=25,2000,if({Motor HP}=30,2300,0))))))) | 0 | 2018-07-01 | 2019-06-30 | Calculated | {Measure:Quantity}*{Motor HP}*755 |  |  | {Measure:Quantity}*{Motor HP}*.120 |  |  | {Measure:Quantity}*{Factor:WinterCF}*{Motor HP}*.120 | {Measure:Quantity}*{Factor:SummerCF}*{Motor HP}*.120 | [6 empty] | 2017-07-01 | 2019-06-30 | 13 | 1 | 0.37 | 0.444 | 0.222 | 0.16 | 0.174 | 1 | 1.122 | 1 | 0.52 | 0.016 | {Measure:Quantity} | 1 | {Motor HP} | 5 | [16 empty] | 3775 | 0 | 0 | 0.6 | 0 | 0 | 0.6 | 0.222 | 0 | 0 | 0 | 0 | 0 | 0 | Res | Default DR | 2610.3744 | 1187.3628 | 0 | 0 | 0 | 0 | 0 | 0 | 3797.7372 | 0 |  | 2425 |  |  | 2425 | 49.6% | 1.3413 | 1 | 400 |  | NG |  | X=AS108*if(AU108=5,2425,if(AU108=7.5,2648,if(AU108=10,2871,if(AU108=15,3317,if(AU108=20,3763,if(AU108=25,4209,if(AU108=30,4655,0))))))) | X=AS108*AU108*755 | 0 | 0 | X=AS108*AU108*.120 | 0 | 0 | X=AS108*AG108*AU108*.120 | X=AS108*AH108*AU108*.120 | 0 | 0 | 0 | 0 | 0 | 0 | AG: {Factor:WinterCF}; AH: {Factor:SummerCF}; AS: {Measure:Quantity}; AU: {Motor HP} | {Measure:Quantity} | {Motor HP} | {Motor HP} | {Motor HP} | {Motor HP} | {Motor HP} | {Motor HP} | {Motor HP} |  |  | {Measure:Quantity} | {Motor HP} | [8 empty] | {Measure:Quantity} | {Motor HP} | [8 empty] | {Measure:Quantity} | {Factor:WinterCF} | {Motor HP} | [7 empty] | {Measure:Quantity} | {Factor:SummerCF} | {Motor HP} | [67 empty] | 2
C&I HVAC - Natural Gas | VFD: Chilled Water Pumps | CWP | 2018-07-01 | 2019-06-30 | Calculated | {Measure:Quantity}*if({Motor HP}=5,2425,if({Motor HP}=7.5,2648,if({Motor HP}=10,2871,if({Motor HP}=15,3317,if({Motor HP}=20,3763,if({Motor HP}=25,4209,if({Motor HP}=30,4655,0))))))) | 0 | Calculated | {Measure:Quantity}*if({Motor HP}=5,400,if({Motor HP}=7.5,650,if({Motor HP}=10,1400,if({Motor HP}=15,1650,if({Motor HP}=20,1850,if({Motor HP}=25,2000,if({Motor HP}=30,2300,0))))))) | 0 | 2018-07-01 | 2019-06-30 | Calculated | {Measure:Quantity}*{Motor HP}*1633 |  |  | {Measure:Quantity}*{Motor HP}*.183 |  |  | {Measure:Quantity}*{Factor:WinterCF}*{Motor HP}*.183 | {Measure:Quantity}*{Factor:SummerCF}*{Motor HP}*.183 | [6 empty] | 2017-07-01 | 2019-06-30 | 13 | 0 | 0.902 | 0.309 | 0.181 | 0.359 | 0.151 | 1 | 1.122 | 1 | 0.52 | 0.016 | {Measure:Quantity} | 1 | {Motor HP} | 5 | [16 empty] | 8165 | 0 | 0 | 0.915 | 0 | 0 | 0 | 0.82533 | 0 | 0 | 0 | 0 | 0 | 0 | Res | Default DR | 5425.4524 | 689.1464 | 0 | 0 | 0 | 0 | 0 | 0 | 6114.5987 | 0 |  | 2425 |  |  | 2425 | 49.6% | 2.1595 | 1 | 400 |  | NG |  | X=AS109*if(AU109=5,2425,if(AU109=7.5,2648,if(AU109=10,2871,if(AU109=15,3317,if(AU109=20,3763,if(AU109=25,4209,if(AU109=30,4655,0))))))) | X=AS109*AU109*1633 | 0 | 0 | X=AS109*AU109*.183 | 0 | 0 | X=AS109*AG109*AU109*.183 | X=AS109*AH109*AU109*.183 | 0 | 0 | 0 | 0 | 0 | 0 | AG: {Factor:WinterCF}; AH: {Factor:SummerCF}; AS: {Measure:Quantity}; AU: {Motor HP} | {Measure:Quantity} | {Motor HP} | {Motor HP} | {Motor HP} | {Motor HP} | {Motor HP} | {Motor HP} | {Motor HP} |  |  | {Measure:Quantity} | {Motor HP} | [8 empty] | {Measure:Quantity} | {Motor HP} | [8 empty] | {Measure:Quantity} | {Factor:WinterCF} | {Motor HP} | [7 empty] | {Measure:Quantity} | {Factor:SummerCF} | {Motor HP} | [67 empty] | 2
C&I HVAC - Natural Gas | G10 Gas-fired condensing hot water boiler >1000 MBtu/h and <=2500 MBtu/h | G10 | 2018-07-01 | 2019-06-30 | Calculated | {Measure:Quantity}*({Equipment Capacity MBtu/h}*3.47+1982) | 0 | Calculated | {Measure:Quantity}*9375 | 0 | 2018-07-01 | 2019-06-30 | Calculated | [8 empty] | {Measure:Quantity} * ({Design Load (Btu/h)}/({Indoor Design Temp (oF)}-{Outdoor Design Temp (oF)})*186648/1000000) * (100/80-100/{Unit Efficiency - AFUE or Thermal Efficiency}) * 10 | [5 empty] | 2017-07-01 | 2019-06-30 | 24 | 0 | 0 | 1 | 0 | 0 | 0 | 1 | 1 | 0 | 0.25 | 0 | {Measure:Quantity} | 1 | {Equipment Capacity MBtu/h} | 1456 | {Design Load (Btu/h)} | 1352549 | {Indoor Design Temp (oF)} | 71.5 | {Outdoor Design Temp (oF)} | -4 | {Unit Efficiency - AFUE or Thermal Efficiency} | 95.675 | [8 empty] | 0 | 0 | 0 | 0 | 0 | 0 | 0 | 0 | 6847.7593 | 0 | 0 | 0 | 0 | 0 | Res | Default DR | 0 | 0 | 93690.7458 | 0 | 0 | 0 | 0 | 0 | 93690.7458 | 0 |  | 7034.32 |  |  | 7034.32 | 75% | 7.4953 | 1 | 9375 |  | NG |  | X=AS110*(AU110*3.47+1982) | 0 | 0 | 0 | 0 | 0 | 0 | 0 | 0 | X=AS110 * (AW110/(AY110-BA110)*186648/1000000) * (100/80-100/BC110) * 10 | 0 | 0 | 0 | 0 | 0 | {Factor:WinterCF} | {Factor:SummerCF} | {Measure:Quantity} | {Equipment Capacity MBtu/h} | {Design Load (Btu/h)} | {Indoor Design Temp (oF)} | {Outdoor Design Temp (oF)} | {Unit Efficiency - AFUE or Thermal Efficiency} |  |  |  |  | {Measure:Quantity} | {Equipment Capacity MBtu/h} | [48 empty] | {Measure:Quantity} | {Design Load (Btu/h)} | {Indoor Design Temp (oF)} | {Outdoor Design Temp (oF)} | {Unit Efficiency - AFUE or Thermal Efficiency} | [55 empty] | 6
C&I HVAC - Natural Gas | G11 Gas-fired condensing hot water boiler > 2500 MBtu/h | G11 | 2018-07-01 | 2019-06-30 | Calculated | {Measure:Quantity}*({Equipment Capacity MBtu/h}*3.47+1982) | 0 | Calculated | {Measure:Quantity}*12500 | 0 | 2018-07-01 | 2019-06-30 | Calculated | [8 empty] | {Measure:Quantity} * ({Design Load (Btu/h)}/({Indoor Design Temp (oF)}-{Outdoor Design Temp (oF)})*186648/1000000) * (100/82-100/{Unit Efficiency - AFUE or Thermal Efficiency}) * 10 | [5 empty] | 2017-07-01 | 2019-06-30 | 24 | 0 | 0 | 1 | 0 | 0 | 0 | 1 | 1 | 0 | 0.25 | 0 | {Measure:Quantity} | 1 | {Equipment Capacity MBtu/h} | 2500 | {Design Load (Btu/h)} | 1467000 | {Indoor Design Temp (oF)} | 72 | {Outdoor Design Temp (oF)} | 2 | {Unit Efficiency - AFUE or Thermal Efficiency} | 95 | [8 empty] | 0 | 0 | 0 | 0 | 0 | 0 | 0 | 0 | 6527.7169 | 0 | 0 | 0 | 0 | 0 | Res | Default DR | 0 | 0 | 89311.9388 | 0 | 0 | 0 | 0 | 0 | 89311.9388 | 0 |  | 10657 |  |  | 10657 | 75% | 5.3587 | 1 | 12500 |  | NG |  | X=AS111*(AU111*3.47+1982) | 0 | 0 | 0 | 0 | 0 | 0 | 0 | 0 | X=AS111 * (AW111/(AY111-BA111)*186648/1000000) * (100/82-100/BC111) * 10 | 0 | 0 | 0 | 0 | 0 | {Factor:WinterCF} | {Factor:SummerCF} | {Measure:Quantity} | {Equipment Capacity MBtu/h} | {Design Load (Btu/h)} | {Indoor Design Temp (oF)} | {Outdoor Design Temp (oF)} | {Unit Efficiency - AFUE or Thermal Efficiency} |  |  |  |  | {Measure:Quantity} | {Equipment Capacity MBtu/h} | [48 empty] | {Measure:Quantity} | {Design Load (Btu/h)} | {Indoor Design Temp (oF)} | {Outdoor Design Temp (oF)} | {Unit Efficiency - AFUE or Thermal Efficiency} | [55 empty] | 6
C&I HVAC - Natural Gas | G9 Gas-fired condensing hot water boiler >500 MBtu/h and <=1000 MBtu/h | G9 | 2018-07-01 | 2019-06-30 | Calculated | {Measure:Quantity}*({Equipment Capacity MBtu/h}*3.47+1982) | 0 | Calculated | {Measure:Quantity}*5000 | 0 | 2018-07-01 | 2019-06-30 | Calculated | [8 empty] | {Measure:Quantity} * ({Design Load (Btu/h)}/({Indoor Design Temp (oF)}-{Outdoor Design Temp (oF)})*186648/1000000) * (100/80-100/{Unit Efficiency - AFUE or Thermal Efficiency}) * 10 | [5 empty] | 2017-07-01 | 2019-06-30 | 24 | 0 | 0 | 1 | 0 | 0 | 0 | 1 | 1 | 0 | 0.25 | 0 | {Measure:Quantity} | 1 | {Equipment Capacity MBtu/h} | 805 | {Design Load (Btu/h)} | 982898 | {Indoor Design Temp (oF)} | 70.5 | {Outdoor Design Temp (oF)} | -8.75 | {Unit Efficiency - AFUE or Thermal Efficiency} | 96.25 | [8 empty] | 0 | 0 | 0 | 0 | 0 | 0 | 0 | 0 | 4885.3441 | 0 | 0 | 0 | 0 | 0 | Res | Default DR | 0 | 0 | 66841.0663 | 0 | 0 | 0 | 0 | 0 | 66841.0663 | 0 |  | 4775.35 |  |  | 4775.35 | 75% | 10.0262 | 1 | 5000 |  | NG |  | X=AS112*(AU112*3.47+1982) | 0 | 0 | 0 | 0 | 0 | 0 | 0 | 0 | X=AS112 * (AW112/(AY112-BA112)*186648/1000000) * (100/80-100/BC112) * 10 | 0 | 0 | 0 | 0 | 0 | {Factor:WinterCF} | {Factor:SummerCF} | {Measure:Quantity} | {Equipment Capacity MBtu/h} | {Design Load (Btu/h)} | {Indoor Design Temp (oF)} | {Outdoor Design Temp (oF)} | {Unit Efficiency - AFUE or Thermal Efficiency} |  |  |  |  | {Measure:Quantity} | {Equipment Capacity MBtu/h} | [48 empty] | {Measure:Quantity} | {Design Load (Btu/h)} | {Indoor Design Temp (oF)} | {Outdoor Design Temp (oF)} | {Unit Efficiency - AFUE or Thermal Efficiency} | [55 empty] | 6
C&I HVAC - Natural Gas | VFD: Heating Hot Water Circulation Pump | HHWP | 2018-07-01 | 2019-06-30 | Calculated | {Measure:Quantity}*if({Motor HP}=5,2425,if({Motor HP}=7.5,2648,if({Motor HP}=10,2871,if({Motor HP}=15,3317,if({Motor HP}=20,3763,if({Motor HP}=25,4209,if({Motor HP}=30,4655,0))))))) | 0 | Calculated | {Measure:Quantity}*if({Motor HP}=5,400,if({Motor HP}=7.5,650,if({Motor HP}=10,1400,if({Motor HP}=15,1650,if({Motor HP}=20,1850,if({Motor HP}=25,2000,if({Motor HP}=30,2300,0))))))) | 0 | 2018-07-01 | 2019-06-30 | Calculated | {Measure:Quantity}*{Motor HP}*1548 |  |  | {Measure:Quantity}*{Motor HP}*.096 |  |  | {Measure:Quantity}*{Factor:WinterCF}*{Motor HP}*.096 | {Measure:Quantity}*{Factor:SummerCF}*{Motor HP}*.096 | [6 empty] | 2017-07-01 | 2019-06-30 | 13 | 1 | 0 | 0.536 | 0.463 | 0 | 0.001 | 1 | 1.122 | 1 | 0.52 | 0.016 | {Measure:Quantity} | 1 | {Motor HP} | 5 | [16 empty] | 7740 | 0 | 0 | 0.48 | 0 | 0 | 0.48 | 0 | 0 | 0 | 0 | 0 | 0 | 0 | Res | Default DR | 5812.1628 | 801.5951 | 0 | 0 | 0 | 0 | 0 | 0 | 6613.7579 | 0 |  | 2425 |  |  | 2425 | 49.6% | 2.3358 | 1 | 400 |  | NG |  | X=AS113*if(AU113=5,2425,if(AU113=7.5,2648,if(AU113=10,2871,if(AU113=15,3317,if(AU113=20,3763,if(AU113=25,4209,if(AU113=30,4655,0))))))) | X=AS113*AU113*1548 | 0 | 0 | X=AS113*AU113*.096 | 0 | 0 | X=AS113*AG113*AU113*.096 | X=AS113*AH113*AU113*.096 | 0 | 0 | 0 | 0 | 0 | 0 | AG: {Factor:WinterCF}; AH: {Factor:SummerCF}; AS: {Measure:Quantity}; AU: {Motor HP} | {Measure:Quantity} | {Motor HP} | {Motor HP} | {Motor HP} | {Motor HP} | {Motor HP} | {Motor HP} | {Motor HP} |  |  | {Measure:Quantity} | {Motor HP} | [8 empty] | {Measure:Quantity} | {Motor HP} | [8 empty] | {Measure:Quantity} | {Factor:WinterCF} | {Motor HP} | [7 empty] | {Measure:Quantity} | {Factor:SummerCF} | {Motor HP} | [67 empty] | 2
C&I HVAC - Natural Gas | VFD: Return Fan on VAV Air Handler | RFA | 2018-07-01 | 2019-06-30 | Calculated | {Measure:Quantity}*if({Motor HP}=5,2425,if({Motor HP}=7.5,2648,if({Motor HP}=10,2871,if({Motor HP}=15,3317,if({Motor HP}=20,3763,if({Motor HP}=25,4209,if({Motor HP}=30,4655,0))))))) | 0 | Calculated | {Measure:Quantity}*if({Motor HP}=5,400,if({Motor HP}=7.5,650,if({Motor HP}=10,1400,if({Motor HP}=15,1650,if({Motor HP}=20,1850,if({Motor HP}=25,2000,if({Motor HP}=30,2300,0))))))) | 0 | 2018-07-01 | 2019-06-30 | Calculated | {Measure:Quantity}*{Motor HP}*1788 |  |  | {Measure:Quantity}*{Motor HP}*.302 |  |  | {Measure:Quantity}*{Factor:WinterCF}*{Motor HP}*.302 | {Measure:Quantity}*{Factor:SummerCF}*{Motor HP}*.302 | [6 empty] | 2017-07-01 | 2019-06-30 | 13 | 0.285 | 0.712 | 0.39 | 0.308 | 0.214 | 0.088 | 1 | 1.122 | 1 | 0.52 | 0.016 | {Measure:Quantity} | 1 | {Motor HP} | 5 | [16 empty] | 8940 | 0 | 0 | 1.51 | 0 | 0 | 0.43035 | 1.0751 | 0 | 0 | 0 | 0 | 0 | 0 | Res | Default DR | 6250.6858 | 1616.3999 | 0 | 0 | 0 | 0 | 0 | 0 | 7867.0856 | 0 |  | 2425 |  |  | 2425 | 49.6% | 2.7785 | 1 | 400 |  | NG |  | X=AS114*if(AU114=5,2425,if(AU114=7.5,2648,if(AU114=10,2871,if(AU114=15,3317,if(AU114=20,3763,if(AU114=25,4209,if(AU114=30,4655,0))))))) | X=AS114*AU114*1788 | 0 | 0 | X=AS114*AU114*.302 | 0 | 0 | X=AS114*AG114*AU114*.302 | X=AS114*AH114*AU114*.302 | 0 | 0 | 0 | 0 | 0 | 0 | AG: {Factor:WinterCF}; AH: {Factor:SummerCF}; AS: {Measure:Quantity}; AU: {Motor HP} | {Measure:Quantity} | {Motor HP} | {Motor HP} | {Motor HP} | {Motor HP} | {Motor HP} | {Motor HP} | {Motor HP} |  |  | {Measure:Quantity} | {Motor HP} | [8 empty] | {Measure:Quantity} | {Motor HP} | [8 empty] | {Measure:Quantity} | {Factor:WinterCF} | {Motor HP} | [7 empty] | {Measure:Quantity} | {Factor:SummerCF} | {Motor HP} | [67 empty] | 2
C&I HVAC - Natural Gas | VFD: Return Fan on VAV Packaged or Rooftop HVAC Unit | RFP | 2018-07-01 | 2019-06-30 | Calculated | {Measure:Quantity}*if({Motor HP}=5,2425,if({Motor HP}=7.5,2648,if({Motor HP}=10,2871,if({Motor HP}=15,3317,if({Motor HP}=20,3763,if({Motor HP}=25,4209,if({Motor HP}=30,4655,0))))))) | 0 | Calculated | {Measure:Quantity}*if({Motor HP}=5,400,if({Motor HP}=7.5,650,if({Motor HP}=10,1400,if({Motor HP}=15,1650,if({Motor HP}=20,1850,if({Motor HP}=25,2000,if({Motor HP}=30,2300,0))))))) | 0 | 2018-07-01 | 2019-06-30 | Calculated | {Measure:Quantity}*{Motor HP}*1788 |  |  | {Measure:Quantity}*{Motor HP}*.302 |  |  | {Measure:Quantity}*{Factor:WinterCF}*{Motor HP}*.302 | {Measure:Quantity}*{Factor:SummerCF}*{Motor HP}*.302 | [6 empty] | 2017-07-01 | 2019-06-30 | 13 | 0.285 | 0.712 | 0.39 | 0.308 | 0.214 | 0.088 | 1 | 1.122 | 1 | 0.52 | 0.016 | {Measure:Quantity} | 1 | {Motor HP} | 5 | [16 empty] | 8940 | 0 | 0 | 1.51 | 0 | 0 | 0.43035 | 1.0751 | 0 | 0 | 0 | 0 | 0 | 0 | Res | Default DR | 6250.6858 | 1616.3999 | 0 | 0 | 0 | 0 | 0 | 0 | 7867.0856 | 0 |  | 2425 |  |  | 2425 | 49.6% | 2.7785 | 1 | 400 |  | NG |  | X=AS115*if(AU115=5,2425,if(AU115=7.5,2648,if(AU115=10,2871,if(AU115=15,3317,if(AU115=20,3763,if(AU115=25,4209,if(AU115=30,4655,0))))))) | X=AS115*AU115*1788 | 0 | 0 | X=AS115*AU115*.302 | 0 | 0 | X=AS115*AG115*AU115*.302 | X=AS115*AH115*AU115*.302 | 0 | 0 | 0 | 0 | 0 | 0 | AG: {Factor:WinterCF}; AH: {Factor:SummerCF}; AS: {Measure:Quantity}; AU: {Motor HP} | {Measure:Quantity} | {Motor HP} | {Motor HP} | {Motor HP} | {Motor HP} | {Motor HP} | {Motor HP} | {Motor HP} |  |  | {Measure:Quantity} | {Motor HP} | [8 empty] | {Measure:Quantity} | {Motor HP} | [8 empty] | {Measure:Quantity} | {Factor:WinterCF} | {Motor HP} | [7 empty] | {Measure:Quantity} | {Factor:SummerCF} | {Motor HP} | [67 empty] | 2
C&I HVAC - Natural Gas | VFD: Supply Fan on VAV Air Handler | SFA | 2018-07-01 | 2019-06-30 | Calculated | {Measure:Quantity}*if({Motor HP}=5,2425,if({Motor HP}=7.5,2648,if({Motor HP}=10,2871,if({Motor HP}=15,3317,if({Motor HP}=20,3763,if({Motor HP}=25,4209,if({Motor HP}=30,4655,0))))))) | 0 | Calculated | {Measure:Quantity}*if({Motor HP}=5,400,if({Motor HP}=7.5,650,if({Motor HP}=10,1400,if({Motor HP}=15,1650,if({Motor HP}=20,1850,if({Motor HP}=25,2000,if({Motor HP}=30,2300,0))))))) | 0 | 2018-07-01 | 2019-06-30 | Calculated | {Measure:Quantity}*{Motor HP}*2033 |  |  | {Measure:Quantity}*{Motor HP}*.288 |  |  | {Measure:Quantity}*{Factor:WinterCF}*{Motor HP}*.288 | {Measure:Quantity}*{Factor:SummerCF}*{Motor HP}*.288 | [6 empty] | 2017-07-01 | 2019-06-30 | 13 | 0.198 | 0.508 | 0.39 | 0.305 | 0.216 | 0.089 | 1 | 1.122 | 1 | 0.52 | 0.016 | {Measure:Quantity} | 1 | {Motor HP} | 5 | [16 empty] | 10165 | 0 | 0 | 1.44 | 0 | 0 | 0.28512 | 0.73152 | 0 | 0 | 0 | 0 | 0 | 0 | Res | Default DR | 7102.7926 | 1086.963 | 0 | 0 | 0 | 0 | 0 | 0 | 8189.7556 | 0 |  | 2425 |  |  | 2425 | 49.6% | 2.8924 | 1 | 400 |  | NG |  | X=AS116*if(AU116=5,2425,if(AU116=7.5,2648,if(AU116=10,2871,if(AU116=15,3317,if(AU116=20,3763,if(AU116=25,4209,if(AU116=30,4655,0))))))) | X=AS116*AU116*2033 | 0 | 0 | X=AS116*AU116*.288 | 0 | 0 | X=AS116*AG116*AU116*.288 | X=AS116*AH116*AU116*.288 | 0 | 0 | 0 | 0 | 0 | 0 | AG: {Factor:WinterCF}; AH: {Factor:SummerCF}; AS: {Measure:Quantity}; AU: {Motor HP} | {Measure:Quantity} | {Motor HP} | {Motor HP} | {Motor HP} | {Motor HP} | {Motor HP} | {Motor HP} | {Motor HP} |  |  | {Measure:Quantity} | {Motor HP} | [8 empty] | {Measure:Quantity} | {Motor HP} | [8 empty] | {Measure:Quantity} | {Factor:WinterCF} | {Motor HP} | [7 empty] | {Measure:Quantity} | {Factor:SummerCF} | {Motor HP} | [67 empty] | 2
C&I HVAC - Natural Gas | VFD: Supply Fan on VAV Packaged or Rooftop HVAC Unit | SFP | 2018-07-01 | 2019-06-30 | Calculated | {Measure:Quantity}*if({Motor HP}=5,2425,if({Motor HP}=7.5,2648,if({Motor HP}=10,2871,if({Motor HP}=15,3317,if({Motor HP}=20,3763,if({Motor HP}=25,4209,if({Motor HP}=30,4655,0))))))) | 0 | Calculated | {Measure:Quantity}*if({Motor HP}=5,400,if({Motor HP}=7.5,650,if({Motor HP}=10,1400,if({Motor HP}=15,1650,if({Motor HP}=20,1850,if({Motor HP}=25,2000,if({Motor HP}=30,2300,0))))))) | 0 | 2018-07-01 | 2019-06-30 | Calculated | {Measure:Quantity}*{Motor HP}*2033 |  |  | {Measure:Quantity}*{Motor HP}*.288 |  |  | {Measure:Quantity}*{Factor:WinterCF}*{Motor HP}*.288 | {Measure:Quantity}*{Factor:SummerCF}*{Motor HP}*.288 | [6 empty] | 2017-07-01 | 2019-06-30 | 13 | 0.198 | 0.508 | 0.39 | 0.305 | 0.216 | 0.089 | 1 | 1.122 | 1 | 0.52 | 0.016 | {Measure:Quantity} | 1 | {Motor HP} | 5 | [16 empty] | 10165 | 0 | 0 | 1.44 | 0 | 0 | 0.28512 | 0.73152 | 0 | 0 | 0 | 0 | 0 | 0 | Res | Default DR | 7102.7926 | 1086.963 | 0 | 0 | 0 | 0 | 0 | 0 | 8189.7556 | 0 |  | 2425 |  |  | 2425 | 49.6% | 2.8924 | 1 | 400 |  | NG |  | X=AS117*if(AU117=5,2425,if(AU117=7.5,2648,if(AU117=10,2871,if(AU117=15,3317,if(AU117=20,3763,if(AU117=25,4209,if(AU117=30,4655,0))))))) | X=AS117*AU117*2033 | 0 | 0 | X=AS117*AU117*.288 | 0 | 0 | X=AS117*AG117*AU117*.288 | X=AS117*AH117*AU117*.288 | 0 | 0 | 0 | 0 | 0 | 0 | AG: {Factor:WinterCF}; AH: {Factor:SummerCF}; AS: {Measure:Quantity}; AU: {Motor HP} | {Measure:Quantity} | {Motor HP} | {Motor HP} | {Motor HP} | {Motor HP} | {Motor HP} | {Motor HP} | {Motor HP} |  |  | {Measure:Quantity} | {Motor HP} | [8 empty] | {Measure:Quantity} | {Motor HP} | [8 empty] | {Measure:Quantity} | {Factor:WinterCF} | {Motor HP} | [7 empty] | {Measure:Quantity} | {Factor:SummerCF} | {Motor HP} | [67 empty] | 2
C&I HVAC - Natural Gas | [6 empty] | 0 |  |  | 0 | [89 empty] | 0 | 0 | 0 | 0 | 0 | 0 | 0 | 0 | 0 | 0 | 0 | 0 | 0 | 0 | 0 | AG: {Factor:WinterCF}; AH: {Factor:SummerCF} | [110 empty] | 0
C&I HVAC - Natural Gas - Midstream | G01M Gas-fired air furnace <= 300 MBtu/h | G01M | 2018-07-01 | 2019-06-30 | Per Measure | $300.00 | 0 | Manual Entry | $0.00 | 0 | 2017-07-01 | 2019-06-30 | Calculated | [8 empty] | {Measure:Quantity} * ({Equipment Capacity MBtu/h}*2661/1.7/1000) * (100/80-100/{Unit Efficiency - AFUE or Thermal Efficiency}) * 10 | [5 empty] | 2017-07-01 | 2019-06-30 | 18 | 0 | 0 | 1 | 0 | 0 | 0 | 1 | 1 | 0 | 0.25 | 0 | {Measure:Quantity} | 1 | {Equipment Capacity MBtu/h} | 104 | {Unit Efficiency - AFUE or Thermal Efficiency} | 95.5125 | [14 empty] | 0 | 0 | 0 | 0 | 0 | 0 | 0 | 0 | 330.492 | 0 | 0 | 0 | 0 | 0 | Res | Default DR | 0 | 0 | 3599.0456 | 0 | 0 | 0 | 0 | 0 | 3599.0456 | 0 |  | 300 |  |  | 300 | 75% | 8.9976 | 1 | 300 |  | NG |  | X=$300.00 | 0 | 0 | 0 | 0 | 0 | 0 | 0 | 0 | X=AS119 * (AU119*2661/1.7/1000) * (100/80-100/AW119) * 10 | 0 | 0 | 0 | 0 | 0 | AG: {Factor:WinterCF}; AH: {Factor:SummerCF}; AS: {Measure:Quantity}; AU: {Equipment Capacity MBtu/h}; AW: {Unit Efficiency - AFUE or Thermal Efficiency} | [50 empty] | {Measure:Quantity} | {Equipment Capacity MBtu/h} | {Unit Efficiency - AFUE or Thermal Efficiency} | [57 empty] | 3
C&I HVAC - Natural Gas - Midstream | G07M Gas-fired condensing hot water boiler <=300 MBtu/h | G07M | 2018-07-01 | 2019-06-30 | Per Measure | $2003.00 | 0 | Manual Entry | $0.00 | 0 | 2017-07-01 | 2019-06-30 | Calculated | [8 empty] | {Measure:Quantity} * ({Equipment Capacity MBtu/h}*2661/1.7/1000) * (100/82-100/{Unit Efficiency - AFUE or Thermal Efficiency}) * 10 | [5 empty] | 2017-07-01 | 2019-06-30 | 24 | 0 | 0 | 1 | 0 | 0 | 0 | 1 | 1 | 0 | 0.25 | 0 | {Measure:Quantity} | 1 | {Equipment Capacity MBtu/h} | 207 | {Unit Efficiency - AFUE or Thermal Efficiency} | 95.18 | [14 empty] | 0 | 0 | 0 | 0 | 0 | 0 | 0 | 0 | 547.1698 | 0 | 0 | 0 | 0 | 0 | Res | Default DR | 0 | 0 | 7486.3541 | 0 | 0 | 0 | 0 | 0 | 7486.3541 | 0 |  | 2003 |  |  | 2003 | 75% | 2.8042 | 1 | 2000 |  | NG |  | X=$2003.00 | 0 | 0 | 0 | 0 | 0 | 0 | 0 | 0 | X=AS120 * (AU120*2661/1.7/1000) * (100/82-100/AW120) * 10 | 0 | 0 | 0 | 0 | 0 | AG: {Factor:WinterCF}; AH: {Factor:SummerCF}; AS: {Measure:Quantity}; AU: {Equipment Capacity MBtu/h}; AW: {Unit Efficiency - AFUE or Thermal Efficiency} | [50 empty] | {Measure:Quantity} | {Equipment Capacity MBtu/h} | {Unit Efficiency - AFUE or Thermal Efficiency} | [57 empty] | 3
C&I HVAC - Natural Gas - Midstream | G08M Gas-fired condensing hot water boiler >300 MBtu/h and <=500 MBtu/h | G08M | 2018-07-01 | 2019-06-30 | Per Measure | $2800.00 | 0 | Manual Entry | $0.00 | 0 | 2017-07-01 | 2019-06-30 | Calculated | [8 empty] | {Measure:Quantity} * ({Equipment Capacity MBtu/h}*2661/1.7/1000) * (100/80-100/{Unit Efficiency - AFUE or Thermal Efficiency}) * 10 | [5 empty] | 2017-07-01 | 2019-06-30 | 24 | 0 | 0 | 1 | 0 | 0 | 0 | 1 | 1 | 0 | 0.25 | 0 | {Measure:Quantity} | 1 | {Equipment Capacity MBtu/h} | 390 | {Unit Efficiency - AFUE or Thermal Efficiency} | 95.12 | [14 empty] | 0 | 0 | 0 | 0 | 0 | 0 | 0 | 0 | 1212.9713 | 0 | 0 | 0 | 0 | 0 | Res | Default DR | 0 | 0 | 16595.8206 | 0 | 0 | 0 | 0 | 0 | 16595.8206 | 0 |  | 2800 |  |  | 2800 | 75% | 4.4453 | 1 | 2800 |  | NG |  | X=$2800.00 | 0 | 0 | 0 | 0 | 0 | 0 | 0 | 0 | X=AS121 * (AU121*2661/1.7/1000) * (100/80-100/AW121) * 10 | 0 | 0 | 0 | 0 | 0 | AG: {Factor:WinterCF}; AH: {Factor:SummerCF}; AS: {Measure:Quantity}; AU: {Equipment Capacity MBtu/h}; AW: {Unit Efficiency - AFUE or Thermal Efficiency} | [50 empty] | {Measure:Quantity} | {Equipment Capacity MBtu/h} | {Unit Efficiency - AFUE or Thermal Efficiency} | [57 empty] | 3
C&I HVAC - Natural Gas - Midstream | G15M Low-intensity, infrared, Gas-fired unit heater | G15M | 2018-07-01 | 2019-06-30 | Per Measure | $425.00 | 0 | Manual Entry | $0.00 | 0 | 2017-07-01 | 2019-06-30 | Calculated | [8 empty] | {Measure:Quantity} * ({Equipment Capacity MBtu/h}*2661/1.7/1000) * (100/80-100/{Unit Efficiency - AFUE or Thermal Efficiency}) * 10 | [5 empty] | 2017-07-01 | 2019-06-30 | 24 | 0 | 0 | 1 | 0 | 0 | 0 | 1 | 1 | 0 | 0.25 | 0 | {Measure:Quantity} | 1 | {Equipment Capacity MBtu/h} | 125 | {Unit Efficiency - AFUE or Thermal Efficiency} | 80 | [14 empty] | 0 | 0 | 0 | 0 | 0 | 0 | 0 | 0 | 0 | 0 | 0 | 0 | 0 | 0 | Res | Default DR | 0 | 0 | 0 | 0 | 0 | 0 | 0 | 0 | 0 | 0 |  | 425 |  |  | 425 | 75% | 0 | 0 | 425 |  | NG | 0 | X=$425.00 | 0 | 0 | 0 | 0 | 0 | 0 | 0 | 0 | X=AS122 * (AU122*2661/1.7/1000) * (100/80-100/AW122) * 10 | 0 | 0 | 0 | 0 | 0 | AG: {Factor:WinterCF}; AH: {Factor:SummerCF}; AS: {Measure:Quantity}; AU: {Equipment Capacity MBtu/h}; AW: {Unit Efficiency - AFUE or Thermal Efficiency} | [50 empty] | {Measure:Quantity} | {Equipment Capacity MBtu/h} | {Unit Efficiency - AFUE or Thermal Efficiency} | [57 empty] | 3
C&I HVAC - Natural Gas - Midstream | G16M Gas-fired, warm-air unit heater | G16M | 2018-07-01 | 2019-06-30 | Per Measure | $525.00 | 0 | Manual Entry | $0.00 | 0 | 2017-07-01 | 2019-06-30 | Calculated | [8 empty] | {Measure:Quantity} * ({Equipment Capacity MBtu/h}*2661/1.7/1000) * (100/80-100/{Unit Efficiency - AFUE or Thermal Efficiency}) * 10 | [5 empty] | 2017-07-01 | 2019-06-30 | 24 | 0 | 0 | 1 | 0 | 0 | 0 | 1 | 1 | 0 | 0.25 | 0 | {Measure:Quantity} | 1 | {Equipment Capacity MBtu/h} | 125 | {Unit Efficiency - AFUE or Thermal Efficiency} | 90 | [14 empty] | 0 | 0 | 0 | 0 | 0 | 0 | 0 | 0 | 271.7525 | 0 | 0 | 0 | 0 | 0 | Res | Default DR | 0 | 0 | 3718.1052 | 0 | 0 | 0 | 0 | 0 | 3718.1052 | 0 |  | 525 |  |  | 525 | 75% | 5.3116 | 1 | 525 |  | NG |  | X=$525.00 | 0 | 0 | 0 | 0 | 0 | 0 | 0 | 0 | X=AS123 * (AU123*2661/1.7/1000) * (100/80-100/AW123) * 10 | 0 | 0 | 0 | 0 | 0 | AG: {Factor:WinterCF}; AH: {Factor:SummerCF}; AS: {Measure:Quantity}; AU: {Equipment Capacity MBtu/h}; AW: {Unit Efficiency - AFUE or Thermal Efficiency} | [50 empty] | {Measure:Quantity} | {Equipment Capacity MBtu/h} | {Unit Efficiency - AFUE or Thermal Efficiency} | [57 empty] | 3
C&I HVAC - Natural Gas - Midstream | WH1M Tankless Water Heater | WH1M | 2018-07-01 | 2019-06-30 | Per Measure | $780.00 | 0 | Manual Entry | $0.00 | 0 | 2017-07-01 | 2019-06-30 | Calculated | [8 empty] | {Measure:Quantity} * ((({Hot Water Annual Consumption (gal/yr)} * 8.33 * 1 * (126.2-50.8) * ((1/0.8)-(1/{Energy Factor}))) / 1000000) + (({Equipment Capacity (MBtu/h)}/0.8) + 110 * ((Power((if({Equipment Capacity (MBtu/h)}<155,75,150)),0.5))))* 8760/1000000)* 10 | [5 empty] | 2017-07-01 | 2019-06-30 | 20 | 0 | 0 | 1 | 0 | 0 | 0 | 1 | 1 | 0 | 0.25 | 0 | {Measure:Quantity} | 1 | {Hot Water Annual Consumption (gal/yr)} | 25000 | {Energy Factor} | 0.92 | {Equipment Capacity (MBtu/h)} | 1000 | [12 empty] | 0 | 0 | 0 | 0 | 0 | 0 | 0 | 0 | 253.1176 | 0 | 0 | 0 | 0 | 0 | Res | Default DR | 0 | 0 | 3002.89 | 0 | 0 | 0 | 0 | 0 | 3002.89 | 0 |  | 780 |  |  | 780 | 75% | 2.8152 | 1 | 800 |  | NG |  | X=$780.00 | 0 | 0 | 0 | 0 | 0 | 0 | 0 | 0 | X=AS124 * (((AU124 * 8.33 * 1 * (126.2-50.8) * ((1/0.8)-(1/AW124))) / 1000000) + ((AY124/0.8) + 110 * ((Power((if(AY124<155,75,150)),0.5))))* 8760/1000000)* 10 | 0 | 0 | 0 | 0 | 0 | AG: {Factor:WinterCF}; AH: {Factor:SummerCF}; AS: {Measure:Quantity}; AU: {Hot Water Annual Consumption (gal/yr)}; AW: {Energy Factor}; AY: {Equipment Capacity (MBtu/h)} | [50 empty] | {Measure:Quantity} | {Hot Water Annual Consumption (gal/yr)} | {Energy Factor} | {Equipment Capacity (MBtu/h)} | {Equipment Capacity (MBtu/h)} | [55 empty] | 4
C&I HVAC - Natural Gas - Midstream | [6 empty] | 0 |  |  | 0 | [89 empty] | 0 | 0 | 0 | 0 | 0 | 0 | 0 | 0 | 0 | 0 | 0 | 0 | 0 | 0 | 0 | AG: {Factor:WinterCF}; AH: {Factor:SummerCF} | [110 empty] | 0
C&I HVAC - Oil | Modulating Burner Controls for Boilers and Heaters | AF1 | 2018-07-01 | 2019-06-30 | Calculated | {Measure:Quantity}*{Capacity (MBTUH)}*2.14 | 0 | Calculated | {Measure:Quantity}*{Capacity (MBTUH)}*1.25 | 0 | 2018-07-01 | 2019-06-30 | Calculated | [10 empty] | if({Existing Fuel}<>3,0,{Measure:Quantity} * ({Capacity (MBTUH)} * 0.03 * if({End-Use}=1,1565,{Annual Hours of Operation})) / 1000) |  |  |  | 2017-07-01 | 2019-06-30 | 21 | 0 | 0 | 0 | 0 | 0 | 0 | 1 | 1 | 0 | 0.52 | 0.016 | {Measure:Quantity} | 1 | {Capacity (MBTUH)} | 3628 | {Existing Fuel} | 3 | {End-Use} | 1 | {Annual Hours of Operation} | 3361 | [10 empty] | 0 | 0 | 0 | 0 | 0 | 0 | 0 | 0 | 0 | 0 | 170.3346 | 0 | 0 | 0 | Res | Default DR | 0 | 0 | 0 | 64803.8568 | 0 | 0 | 0 | 0 | 64803.8568 | 0 |  | 7763.92 |  |  | 7763.92 | 49.6% | 5.2379 | 1 | 4535 |  | RGGI |  | X=AS126*AU126*2.14 | 0 | 0 | 0 | 0 | 0 | 0 | 0 | 0 | 0 | 0 | X=if(AW126<>3,0,AS126 * (AU126 * 0.03 * if(AY126=1,1565,BA126)) / 1000) | 0 | 0 | 0 | AG: {Factor:WinterCF}; AH: {Factor:SummerCF}; AS: {Measure:Quantity}; AU: {Capacity (MBTUH)}; AW: {Existing Fuel}; AY: {End-Use}; BA: {Annual Hours of Operation} | {Measure:Quantity} | {Capacity (MBTUH)} | [68 empty] | {Existing Fuel} | {Measure:Quantity} | {Capacity (MBTUH)} | {End-Use} | {Annual Hours of Operation} | [35 empty] | 5
C&I HVAC - Oil | Boiler Stack Heat Exchanger (Economizer) | AF2 | 2018-07-01 | 2019-06-30 | Calculated | {Measure:Quantity}*{Capacity (MBTUH)}/1000*if({Economizer Type}=1,2120,1500) | 0 | Calculated | {Measure:Quantity}*{Capacity (MBTUH)}/1000*if({Economizer Type}=1,1325,950) | 0 | 2018-07-01 | 2019-06-30 | Calculated | [10 empty] | if({Existing Fuel}<>3,0,{Measure:Quantity} * ({Capacity (MBTUH)} * 1565 * if({Economizer Type}=1,0.1,0.05)) / 1000) |  |  |  | 2017-07-01 | 2019-06-30 | 20 | 0 | 0 | 0 | 0 | 0 | 0 | 1 | 1 | 0 | 0.52 | 0.016 | {Measure:Quantity} | 1 | {Capacity (MBTUH)} | 1000 | {Economizer Type} | 0 | {Existing Fuel} | 3 | [12 empty] | 0 | 0 | 0 | 0 | 0 | 0 | 0 | 0 | 0 | 0 | 78.25 | 0 | 0 | 0 | Res | Default DR | 0 | 0 | 0 | 28531.9501 | 0 | 0 | 0 | 0 | 28531.9501 | 0 |  | 1500 |  |  | 1500 | 49.6% | 11.5733 | 1 | 950 |  | RGGI |  | X=AS127*AU127/1000*if(AW127=1,2120,1500) | 0 | 0 | 0 | 0 | 0 | 0 | 0 | 0 | 0 | 0 | X=if(AY127<>3,0,AS127 * (AU127 * 1565 * if(AW127=1,0.1,0.05)) / 1000) | 0 | 0 | 0 | AG: {Factor:WinterCF}; AH: {Factor:SummerCF}; AS: {Measure:Quantity}; AU: {Capacity (MBTUH)}; AW: {Economizer Type}; AY: {Existing Fuel} | {Measure:Quantity} | {Capacity (MBTUH)} | {Economizer Type} | [67 empty] | {Existing Fuel} | {Measure:Quantity} | {Capacity (MBTUH)} | {Economizer Type} | [36 empty] | 4
C&I HVAC - Oil | Boiler Reset/Lockout Controls | AF3 | 2018-07-01 | 2019-06-30 | Calculated | {Measure:Quantity}*612.00 | 0 | Calculated | {Measure:Quantity}*375 | 0 | 2018-07-01 | 2019-06-30 | Calculated | [10 empty] | if({Existing Fuel}<>3,0,{Measure:Quantity} * ({Capacity (MBTUH)} * 1565 * 0.08) / 1000) |  |  |  | 2017-07-01 | 2019-06-30 | 20 | 0 | 0 | 0 | 0 | 0 | 0 | 1 | 1 | 0 | 0.52 | 0.016 | {Measure:Quantity} | 1 | {Existing Fuel} | 3 | {Capacity (MBTUH)} | 200 | [14 empty] | 0 | 0 | 0 | 0 | 0 | 0 | 0 | 0 | 0 | 0 | 25.04 | 0 | 0 | 0 | Res | Default DR | 0 | 0 | 0 | 9130.224 | 0 | 0 | 0 | 0 | 9130.224 | 0 |  | 612 |  |  | 612 | 49.6% | 9.1941 | 1 | 375 |  | RGGI |  | X=AS128*612.00 | 0 | 0 | 0 | 0 | 0 | 0 | 0 | 0 | 0 | 0 | X=if(AU128<>3,0,AS128 * (AW128 * 1565 * 0.08) / 1000) | 0 | 0 | 0 | AG: {Factor:WinterCF}; AH: {Factor:SummerCF}; AS: {Measure:Quantity}; AU: {Existing Fuel}; AW: {Capacity (MBTUH)} | {Measure:Quantity} | [69 empty] | {Existing Fuel} | {Measure:Quantity} | {Capacity (MBTUH)} | [37 empty] | 3
C&I HVAC - Oil | Oxygen Trim for Boilers and Heaters | AF4 | 2018-07-01 | 2019-06-30 | Calculated | {Measure:Quantity}*20000.00 | 0 | Calculated | {Measure:Quantity}*{Capacity (MBTUH)}*0.75 | 0 | 2018-07-01 | 2019-06-30 | Calculated | [10 empty] | if({Existing Fuel}<>3,0,{Measure:Quantity} * ({Capacity (MBTUH)} * 0.02 * if({End-Use}=1,1565,{Annual Hours of Operation})) / 1000) |  |  |  | 2017-07-01 | 2019-06-30 | 15 | 0 | 0 | 0 | 0 | 0 | 0 | 1 | 1 | 0 | 0.52 | 0.016 | {Measure:Quantity} | 1 | {Existing Fuel} | 3 | {Capacity (MBTUH)} | 3600 | {End-Use} | 1 | {Annual Hours of Operation} | 1556 | [10 empty] | 0 | 0 | 0 | 0 | 0 | 0 | 0 | 0 | 0 | 0 | 112.68 | 0 | 0 | 0 | Res | Default DR | 0 | 0 | 0 | 31681.9873 | 0 | 0 | 0 | 0 | 31681.9873 | 0 |  | 20000 |  |  | 20000 | 49.6% | 1.393 | 1 | 2700 |  | RGGI |  | X=AS129*20000.00 | 0 | 0 | 0 | 0 | 0 | 0 | 0 | 0 | 0 | 0 | X=if(AU129<>3,0,AS129 * (AW129 * 0.02 * if(AY129=1,1565,BA129)) / 1000) | 0 | 0 | 0 | AG: {Factor:WinterCF}; AH: {Factor:SummerCF}; AS: {Measure:Quantity}; AU: {Existing Fuel}; AW: {Capacity (MBTUH)}; AY: {End-Use}; BA: {Annual Hours of Operation} | {Measure:Quantity} | [69 empty] | {Existing Fuel} | {Measure:Quantity} | {Capacity (MBTUH)} | {End-Use} | {Annual Hours of Operation} | [35 empty] | 5
C&I HVAC - Oil | Boiler Turbulator | AF5 | 2018-07-01 | 2019-06-30 | Calculated | {Measure:Quantity}*15.00 | 0 | Calculated | {Measure:Quantity}*9.5 | 0 | 2018-07-01 | 2019-06-30 | Calculated | [10 empty] | if({Existing Fuel}<>3,0,{Measure:Quantity} * ({Capacity (MBTUH)} * 1565 * 0.7 * ({Flue Gas Temperature Before (oF)}-{Flue Gas Temperature After (oF)})/40/100))/1000 |  |  |  | 2017-07-01 | 2019-06-30 | 20 | 0 | 0 | 0 | 0 | 0 | 0 | 1 | 1 | 0 | 0.52 | 0.016 | {Measure:Quantity} | 1 | {Existing Fuel} | 3 | {Capacity (MBTUH)} | 200 | {Flue Gas Temperature Before (oF)} | 270 | {Flue Gas Temperature After (oF)} | 220 | [10 empty] | 0 | 0 | 0 | 0 | 0 | 0 | 0 | 0 | 0 | 0 | 2.7388 | 0 | 0 | 0 | Res | Default DR | 0 | 0 | 0 | 998.6183 | 0 | 0 | 0 | 0 | 998.6183 | 0 |  | 15 |  |  | 15 | 49.6% | 40.5066 | 1 | 9.5 |  | RGGI |  | X=AS130*15.00 | 0 | 0 | 0 | 0 | 0 | 0 | 0 | 0 | 0 | 0 | X=if(AU130<>3,0,AS130 * (AW130 * 1565 * 0.7 * (AY130-BA130)/40/100))/1000 | 0 | 0 | 0 | AG: {Factor:WinterCF}; AH: {Factor:SummerCF}; AS: {Measure:Quantity}; AU: {Existing Fuel}; AW: {Capacity (MBTUH)}; AY: {Flue Gas Temperature Before (oF)}; BA: {Flue Gas Temperature After (oF)} | {Measure:Quantity} | [69 empty] | {Existing Fuel} | {Measure:Quantity} | {Capacity (MBTUH)} | {Flue Gas Temperature Before (oF)} | {Flue Gas Temperature After (oF)} | [35 empty] | 5
C&I HVAC - Oil | Programmable Thermostat | AF6 | 2018-07-01 | 2019-06-30 | Per Measure | $157.00 | 0 | Calculated | {Measure:Quantity}*100 | 0 | 2018-07-01 | 2019-06-30 | Calculated | [10 empty] | if({Existing Fuel}<>3,0,{Measure:Quantity} * ({Capacity (MBTUH)} * 1565 *0.068) / 1000) |  |  |  | 2017-07-01 | 2019-06-30 | 8 | 0 | 0 | 0 | 0 | 0 | 0 | 1 | 1 | 0 | 0.52 | 0.016 | {Existing Fuel} | 3 | {Measure:Quantity} | 1 | {Capacity (MBTUH)} | 100 | [14 empty] | 0 | 0 | 0 | 0 | 0 | 0 | 0 | 0 | 0 | 0 | 10.642 | 0 | 0 | 0 | Res | Default DR | 0 | 0 | 0 | 1615.3477 | 0 | 0 | 0 | 0 | 1615.3477 | 0 |  | 157 |  |  | 157 | 49.6% | 6.2462 | 1 | 100 |  | RGGI |  | X=$157.00 | 0 | 0 | 0 | 0 | 0 | 0 | 0 | 0 | 0 | 0 | X=if(AS131<>3,0,AU131 * (AW131 * 1565 *0.068) / 1000) | 0 | 0 | 0 | AG: {Factor:WinterCF}; AH: {Factor:SummerCF}; AS: {Existing Fuel}; AU: {Measure:Quantity}; AW: {Capacity (MBTUH)} | [70 empty] | {Existing Fuel} | {Measure:Quantity} | {Capacity (MBTUH)} | [37 empty] | 3
C&I HVAC - Oil | VFD: Building Exhaust Fan | BEF | 2018-07-01 | 2019-06-30 | Calculated | {Measure:Quantity}*if({Motor HP}=5,2425,if({Motor HP}=7.5,2648,if({Motor HP}=10,2871,if({Motor HP}=15,3317,if({Motor HP}=20,3763,if({Motor HP}=25,4209,if({Motor HP}=30,4655,0))))))) | 0 | Calculated | {Measure:Quantity}*if({Motor HP}=5,400,if({Motor HP}=7.5,650,if({Motor HP}=10,1400,if({Motor HP}=15,1650,if({Motor HP}=20,1850,if({Motor HP}=25,2000,if({Motor HP}=30,2300,0))))))) | 0 | 2018-07-01 | 2019-06-30 | Calculated | {Measure:Quantity}*{Motor HP}*755 |  |  | {Measure:Quantity}*{Motor HP}*.120 |  |  | {Measure:Quantity}*{Factor:WinterCF}*{Motor HP}*.120 | {Measure:Quantity}*{Factor:SummerCF}*{Motor HP}*.120 | [6 empty] | 2017-07-01 | 2019-06-30 | 13 | 0.737 | 0.355 | 0.444 | 0.222 | 0.16 | 0.174 | 1 | 1.122 | 1 | 0.52 | 0.016 | {Measure:Quantity} | 1 | {Motor HP} | 5 | [16 empty] | 3775 | 0 | 0 | 0.6 | 0 | 0 | 0.4422 | 0.213 | 0 | 0 | 0 | 0 | 0 | 0 | Res | Default DR | 2610.3744 | 916.3234 | 0 | 0 | 0 | 0 | 0 | 0 | 3526.6979 | 0 |  | 2425 |  |  | 2425 | 49.6% | 1.2455 | 1 | 400 |  | RGGI |  | X=AS132*if(AU132=5,2425,if(AU132=7.5,2648,if(AU132=10,2871,if(AU132=15,3317,if(AU132=20,3763,if(AU132=25,4209,if(AU132=30,4655,0))))))) | X=AS132*AU132*755 | 0 | 0 | X=AS132*AU132*.120 | 0 | 0 | X=AS132*AG132*AU132*.120 | X=AS132*AH132*AU132*.120 | 0 | 0 | 0 | 0 | 0 | 0 | AG: {Factor:WinterCF}; AH: {Factor:SummerCF}; AS: {Measure:Quantity}; AU: {Motor HP} | {Measure:Quantity} | {Motor HP} | {Motor HP} | {Motor HP} | {Motor HP} | {Motor HP} | {Motor HP} | {Motor HP} |  |  | {Measure:Quantity} | {Motor HP} | [8 empty] | {Measure:Quantity} | {Motor HP} | [8 empty] | {Measure:Quantity} | {Factor:WinterCF} | {Motor HP} | [7 empty] | {Measure:Quantity} | {Factor:SummerCF} | {Motor HP} | [67 empty] | 2
C&I HVAC - Oil | VFD: Chilled Water Pumps | CWP | 2018-07-01 | 2019-06-30 | Calculated | {Measure:Quantity}*if({Motor HP}=5,2425,if({Motor HP}=7.5,2648,if({Motor HP}=10,2871,if({Motor HP}=15,3317,if({Motor HP}=20,3763,if({Motor HP}=25,4209,if({Motor HP}=30,4655,0))))))) | 0 | Calculated | {Measure:Quantity}*if({Motor HP}=5,400,if({Motor HP}=7.5,650,if({Motor HP}=10,1400,if({Motor HP}=15,1650,if({Motor HP}=20,1850,if({Motor HP}=25,2000,if({Motor HP}=30,2300,0))))))) | 0 | 2018-07-01 | 2019-06-30 | Calculated | {Measure:Quantity}*{Motor HP}*1633 |  |  | {Measure:Quantity}*{Motor HP}*.183 |  |  | {Measure:Quantity}*{Factor:WinterCF}*{Motor HP}*.183 | {Measure:Quantity}*{Factor:SummerCF}*{Motor HP}*.183 | [6 empty] | 2017-07-01 | 2019-06-30 | 13 | 0 | 0.865 | 0.309 | 0.181 | 0.359 | 0.151 | 1 | 1.122 | 1 | 0.52 | 0.016 | {Measure:Quantity} | 1 | {Motor HP} | 5 | [16 empty] | 8165 | 0 | 0 | 0.915 | 0 | 0 | 0 | 0.79148 | 0 | 0 | 0 | 0 | 0 | 0 | Res | Default DR | 5425.4524 | 660.8776 | 0 | 0 | 0 | 0 | 0 | 0 | 6086.33 | 0 |  | 2425 |  |  | 2425 | 49.6% | 2.1495 | 1 | 400 |  | RGGI |  | X=AS133*if(AU133=5,2425,if(AU133=7.5,2648,if(AU133=10,2871,if(AU133=15,3317,if(AU133=20,3763,if(AU133=25,4209,if(AU133=30,4655,0))))))) | X=AS133*AU133*1633 | 0 | 0 | X=AS133*AU133*.183 | 0 | 0 | X=AS133*AG133*AU133*.183 | X=AS133*AH133*AU133*.183 | 0 | 0 | 0 | 0 | 0 | 0 | AG: {Factor:WinterCF}; AH: {Factor:SummerCF}; AS: {Measure:Quantity}; AU: {Motor HP} | {Measure:Quantity} | {Motor HP} | {Motor HP} | {Motor HP} | {Motor HP} | {Motor HP} | {Motor HP} | {Motor HP} |  |  | {Measure:Quantity} | {Motor HP} | [8 empty] | {Measure:Quantity} | {Motor HP} | [8 empty] | {Measure:Quantity} | {Factor:WinterCF} | {Motor HP} | [7 empty] | {Measure:Quantity} | {Factor:SummerCF} | {Motor HP} | [67 empty] | 2
C&I HVAC - Oil | H2L Hot Water Boiler >500MBtu/h | H2L | 2018-07-01 | 2019-06-30 | Calculated | {Measure:Quantity}*if({Fuel}=0,if({Equipment Capacity (MBtu/h)}<500,0,if({Equipment Capacity (MBtu/h)}<1000,1039,if({Equipment Capacity (MBtu/h)}<2500,7612,8416))),0) | 0 | Calculated | {Measure:Quantity}*if({Fuel}=0,if({Equipment Capacity (MBtu/h)}<500,0,if({Equipment Capacity (MBtu/h)}<1000,800,if({Equipment Capacity (MBtu/h)}<2500,5500,6500))),0) | 0 | 2018-07-01 | 2019-06-30 | Calculated | [10 empty] | if({Fuel}=0,{Measure:Quantity}*(({Design Load (Btu/h)}/({Indoor Design Temp (oF)}-{Outdoor Design Temp (oF)})*186648/1000000)*(100/82-100/{Unit Efficiency - AFUE or Thermal Efficiency})),0) |  |  |  | 2017-07-01 | 2019-06-30 | 24 | 0 | 0 | 1 | 0 | 0 | 0 | 1 | 1 | 0 | 0.52 | 0.016 | {Measure:Quantity} | 1 | {Fuel} | 3 | {Equipment Capacity (MBtu/h)} | 861 | {Design Load (Btu/h)} | 904250 | {Indoor Design Temp (oF)} | 69 | {Outdoor Design Temp (oF)} | -6.5 | {Unit Efficiency - AFUE or Thermal Efficiency} | 86.1 | [6 empty] | 0 | 0 | 0 | 0 | 0 | 0 | 0 | 0 | 0 | 0 | 129.8171 | 0 | 0 | 0 | Res | RGGI DR | 0 | 0 | 0 | 55274.0495 | 0 | 0 | 0 | 0 | 55274.0495 | 0 |  | 1039 |  |  | 1039 | 49.6% | 29.8472 | 1 | 800 |  | RGGI |  | X=AS134*if(AU134=0,if(AW134<500,0,if(AW134<1000,1039,if(AW134<2500,7612,8416))),0) | 0 | 0 | 0 | 0 | 0 | 0 | 0 | 0 | 0 | 0 | X=if(AU134=0,AS134*((AY134/(BA134-BC134)*186648/1000000)*(100/82-100/BE134)),0) | 0 | 0 | 0 | {Factor:WinterCF} | {Factor:SummerCF} | {Measure:Quantity} | {Fuel} | {Equipment Capacity (MBtu/h)} | {Design Load (Btu/h)} | {Indoor Design Temp (oF)} | {Outdoor Design Temp (oF)} | {Unit Efficiency - AFUE or Thermal Efficiency} |  |  |  | {Measure:Quantity} | {Fuel} | {Equipment Capacity (MBtu/h)} | {Equipment Capacity (MBtu/h)} | {Equipment Capacity (MBtu/h)} | [65 empty] | {Fuel} | {Measure:Quantity} | {Design Load (Btu/h)} | {Indoor Design Temp (oF)} | {Outdoor Design Temp (oF)} | {Unit Efficiency - AFUE or Thermal Efficiency} | [34 empty] | 7
C&I HVAC - Oil | H3L Steam Boiler >500 MBtu/h | H3L | 2018-07-01 | 2019-06-30 | Calculated | {Measure:Quantity}*if({Fuel}=0,if({Equipment Capacity (MBtu/h)}<500,0,if({Equipment Capacity (MBtu/h)}<1000,858,if({Equipment Capacity (MBtu/h)}<2500,2826,4738))),0) | 0 | Calculated | {Measure:Quantity}*if({Fuel}=0,if({Equipment Capacity (MBtu/h)}<500,0,if({Equipment Capacity (MBtu/h)}<1000,650,if({Equipment Capacity (MBtu/h)}<2500,2200,3500))),0) | 0 | 2018-07-01 | 2019-06-30 | Calculated | [10 empty] | if({Fuel}=0,{Measure:Quantity}*(({Design Load (Btu/h)}/({Indoor Design Temp (oF)}-{Outdoor Design Temp (oF)})*186648/1000000)*(100/81-100/{Unit Efficiency - AFUE or Thermal Efficiency})),0) |  |  |  | 2017-07-01 | 2019-06-30 | 24 | 0 | 0 | 1 | 0 | 0 | 0 | 1 | 1 | 0 | 0.52 | 0.016 | {Measure:Quantity} | 1 | {Fuel} | 3 | {Equipment Capacity (MBtu/h)} | 500 | {Design Load (Btu/h)} | 293000 | {Indoor Design Temp (oF)} | 72 | {Outdoor Design Temp (oF)} | 2 | {Unit Efficiency - AFUE or Thermal Efficiency} | 84 | [6 empty] | 0 | 0 | 0 | 0 | 0 | 0 | 0 | 0 | 0 | 0 | 34.4469 | 0 | 0 | 0 | Res | RGGI DR | 0 | 0 | 0 | 14666.9359 | 0 | 0 | 0 | 0 | 14666.9359 | 0 |  | 858 |  |  | 858 | 49.6% | 9.6589 | 1 | 650 |  | RGGI |  | X=AS135*if(AU135=0,if(AW135<500,0,if(AW135<1000,858,if(AW135<2500,2826,4738))),0) | 0 | 0 | 0 | 0 | 0 | 0 | 0 | 0 | 0 | 0 | X=if(AU135=0,AS135*((AY135/(BA135-BC135)*186648/1000000)*(100/81-100/BE135)),0) | 0 | 0 | 0 | {Factor:WinterCF} | {Factor:SummerCF} | {Measure:Quantity} | {Fuel} | {Equipment Capacity (MBtu/h)} | {Design Load (Btu/h)} | {Indoor Design Temp (oF)} | {Outdoor Design Temp (oF)} | {Unit Efficiency - AFUE or Thermal Efficiency} |  |  |  | {Measure:Quantity} | {Fuel} | {Equipment Capacity (MBtu/h)} | {Equipment Capacity (MBtu/h)} | {Equipment Capacity (MBtu/h)} | [65 empty] | {Fuel} | {Measure:Quantity} | {Design Load (Btu/h)} | {Indoor Design Temp (oF)} | {Outdoor Design Temp (oF)} | {Unit Efficiency - AFUE or Thermal Efficiency} | [34 empty] | 7
C&I HVAC - Oil | VFD: Heating Hot Water Circulation Pump | HHWP | 2018-07-01 | 2019-06-30 | Calculated | {Measure:Quantity}*if({Motor HP}=5,2425,if({Motor HP}=7.5,2648,if({Motor HP}=10,2871,if({Motor HP}=15,3317,if({Motor HP}=20,3763,if({Motor HP}=25,4209,if({Motor HP}=30,4655,0))))))) | 0 | Calculated | {Measure:Quantity}*if({Motor HP}=5,400,if({Motor HP}=7.5,650,if({Motor HP}=10,1400,if({Motor HP}=15,1650,if({Motor HP}=20,1850,if({Motor HP}=25,2000,if({Motor HP}=30,2300,0))))))) | 0 | 2018-07-01 | 2019-06-30 | Calculated | {Measure:Quantity}*{Motor HP}*1548 |  |  | {Measure:Quantity}*{Motor HP}*.096 |  |  | {Measure:Quantity}*{Factor:WinterCF}*{Motor HP}*.096 | {Measure:Quantity}*{Factor:SummerCF}*{Motor HP}*.096 | [6 empty] | 2017-07-01 | 2019-06-30 | 13 | 0.737 | 0 | 0.536 | 0.463 | 0 | 0.001 | 1 | 1.122 | 1 | 0.52 | 0.016 | {Measure:Quantity} | 1 | {Motor HP} | 5 | [16 empty] | 7740 | 0 | 0 | 0.48 | 0 | 0 | 0.35376 | 0 | 0 | 0 | 0 | 0 | 0 | 0 | Res | Default DR | 5812.1628 | 590.7756 | 0 | 0 | 0 | 0 | 0 | 0 | 6402.9384 | 0 |  | 2425 |  |  | 2425 | 49.6% | 2.2614 | 1 | 400 |  | RGGI |  | X=AS136*if(AU136=5,2425,if(AU136=7.5,2648,if(AU136=10,2871,if(AU136=15,3317,if(AU136=20,3763,if(AU136=25,4209,if(AU136=30,4655,0))))))) | X=AS136*AU136*1548 | 0 | 0 | X=AS136*AU136*.096 | 0 | 0 | X=AS136*AG136*AU136*.096 | X=AS136*AH136*AU136*.096 | 0 | 0 | 0 | 0 | 0 | 0 | AG: {Factor:WinterCF}; AH: {Factor:SummerCF}; AS: {Measure:Quantity}; AU: {Motor HP} | {Measure:Quantity} | {Motor HP} | {Motor HP} | {Motor HP} | {Motor HP} | {Motor HP} | {Motor HP} | {Motor HP} |  |  | {Measure:Quantity} | {Motor HP} | [8 empty] | {Measure:Quantity} | {Motor HP} | [8 empty] | {Measure:Quantity} | {Factor:WinterCF} | {Motor HP} | [7 empty] | {Measure:Quantity} | {Factor:SummerCF} | {Motor HP} | [67 empty] | 2
C&I HVAC - Oil | VFD: Return Fan on VAV Air Handler | RFA | 2018-07-01 | 2019-06-30 | Calculated | {Measure:Quantity}*if({Motor HP}=5,2425,if({Motor HP}=7.5,2648,if({Motor HP}=10,2871,if({Motor HP}=15,3317,if({Motor HP}=20,3763,if({Motor HP}=25,4209,if({Motor HP}=30,4655,0))))))) | 0 | Calculated | {Measure:Quantity}*if({Motor HP}=5,400,if({Motor HP}=7.5,650,if({Motor HP}=10,1400,if({Motor HP}=15,1650,if({Motor HP}=20,1850,if({Motor HP}=25,2000,if({Motor HP}=30,2300,0))))))) | 0 | 2018-07-01 | 2019-06-30 | Calculated | {Measure:Quantity}*{Motor HP}*1788 |  |  | {Measure:Quantity}*{Motor HP}*.302 |  |  | {Measure:Quantity}*{Factor:WinterCF}*{Motor HP}*.302 | {Measure:Quantity}*{Factor:SummerCF}*{Motor HP}*.302 | [6 empty] | 2017-07-01 | 2019-06-30 | 13 | 0.21 | 0.683 | 0.39 | 0.308 | 0.214 | 0.088 | 1 | 1.122 | 1 | 0.52 | 0.016 | {Measure:Quantity} | 1 | {Motor HP} | 5 | [16 empty] | 8940 | 0 | 0 | 1.51 | 0 | 0 | 0.3171 | 1.0313 | 0 | 0 | 0 | 0 | 0 | 0 | Res | Default DR | 6250.6858 | 1390.7091 | 0 | 0 | 0 | 0 | 0 | 0 | 7641.3949 | 0 |  | 2425 |  |  | 2425 | 49.6% | 2.6988 | 1 | 400 |  | RGGI |  | X=AS137*if(AU137=5,2425,if(AU137=7.5,2648,if(AU137=10,2871,if(AU137=15,3317,if(AU137=20,3763,if(AU137=25,4209,if(AU137=30,4655,0))))))) | X=AS137*AU137*1788 | 0 | 0 | X=AS137*AU137*.302 | 0 | 0 | X=AS137*AG137*AU137*.302 | X=AS137*AH137*AU137*.302 | 0 | 0 | 0 | 0 | 0 | 0 | AG: {Factor:WinterCF}; AH: {Factor:SummerCF}; AS: {Measure:Quantity}; AU: {Motor HP} | {Measure:Quantity} | {Motor HP} | {Motor HP} | {Motor HP} | {Motor HP} | {Motor HP} | {Motor HP} | {Motor HP} |  |  | {Measure:Quantity} | {Motor HP} | [8 empty] | {Measure:Quantity} | {Motor HP} | [8 empty] | {Measure:Quantity} | {Factor:WinterCF} | {Motor HP} | [7 empty] | {Measure:Quantity} | {Factor:SummerCF} | {Motor HP} | [67 empty] | 2
C&I HVAC - Oil | VFD: Return Fan on VAV Packaged or Rooftop HVAC Unit | RFP | 2018-07-01 | 2019-06-30 | Calculated | {Measure:Quantity}*if({Motor HP}=5,2425,if({Motor HP}=7.5,2648,if({Motor HP}=10,2871,if({Motor HP}=15,3317,if({Motor HP}=20,3763,if({Motor HP}=25,4209,if({Motor HP}=30,4655,0))))))) | 0 | Calculated | {Measure:Quantity}*if({Motor HP}=5,400,if({Motor HP}=7.5,650,if({Motor HP}=10,1400,if({Motor HP}=15,1650,if({Motor HP}=20,1850,if({Motor HP}=25,2000,if({Motor HP}=30,2300,0))))))) | 0 | 2018-07-01 | 2019-06-30 | Calculated | {Measure:Quantity}*{Motor HP}*1788 |  |  | {Measure:Quantity}*{Motor HP}*.302 |  |  | {Measure:Quantity}*{Factor:WinterCF}*{Motor HP}*.302 | {Measure:Quantity}*{Factor:SummerCF}*{Motor HP}*.302 | [6 empty] | 2017-07-01 | 2019-06-30 | 13 | 0.21 | 0.683 | 0.39 | 0.308 | 0.214 | 0.088 | 1 | 1.122 | 1 | 0.52 | 0.016 | {Measure:Quantity} | 1 | {Motor HP} | 5 | [16 empty] | 8940 | 0 | 0 | 1.51 | 0 | 0 | 0.3171 | 1.0313 | 0 | 0 | 0 | 0 | 0 | 0 | Res | Default DR | 6250.6858 | 1390.7091 | 0 | 0 | 0 | 0 | 0 | 0 | 7641.3949 | 0 |  | 2425 |  |  | 2425 | 49.6% | 2.6988 | 1 | 400 |  | RGGI |  | X=AS138*if(AU138=5,2425,if(AU138=7.5,2648,if(AU138=10,2871,if(AU138=15,3317,if(AU138=20,3763,if(AU138=25,4209,if(AU138=30,4655,0))))))) | X=AS138*AU138*1788 | 0 | 0 | X=AS138*AU138*.302 | 0 | 0 | X=AS138*AG138*AU138*.302 | X=AS138*AH138*AU138*.302 | 0 | 0 | 0 | 0 | 0 | 0 | AG: {Factor:WinterCF}; AH: {Factor:SummerCF}; AS: {Measure:Quantity}; AU: {Motor HP} | {Measure:Quantity} | {Motor HP} | {Motor HP} | {Motor HP} | {Motor HP} | {Motor HP} | {Motor HP} | {Motor HP} |  |  | {Measure:Quantity} | {Motor HP} | [8 empty] | {Measure:Quantity} | {Motor HP} | [8 empty] | {Measure:Quantity} | {Factor:WinterCF} | {Motor HP} | [7 empty] | {Measure:Quantity} | {Factor:SummerCF} | {Motor HP} | [67 empty] | 2
C&I HVAC - Oil | VFD: Supply Fan on VAV Air Handler | SFA | 2018-07-01 | 2019-06-30 | Calculated | {Measure:Quantity}*if({Motor HP}=5,2425,if({Motor HP}=7.5,2648,if({Motor HP}=10,2871,if({Motor HP}=15,3317,if({Motor HP}=20,3763,if({Motor HP}=25,4209,if({Motor HP}=30,4655,0))))))) | 0 | Calculated | {Measure:Quantity}*if({Motor HP}=5,400,if({Motor HP}=7.5,650,if({Motor HP}=10,1400,if({Motor HP}=15,1650,if({Motor HP}=20,1850,if({Motor HP}=25,2000,if({Motor HP}=30,2300,0))))))) | 0 | 2018-07-01 | 2019-06-30 | Calculated | {Measure:Quantity}*{Motor HP}*2033 |  |  | {Measure:Quantity}*{Motor HP}*.288 |  |  | {Measure:Quantity}*{Factor:WinterCF}*{Motor HP}*.288 | {Measure:Quantity}*{Factor:SummerCF}*{Motor HP}*.288 | [6 empty] | 2017-07-01 | 2019-06-30 | 13 | 0.146 | 0.487 | 0.39 | 0.305 | 0.216 | 0.089 | 1 | 1.122 | 1 | 0.52 | 0.016 | {Measure:Quantity} | 1 | {Motor HP} | 5 | [16 empty] | 10165 | 0 | 0 | 1.44 | 0 | 0 | 0.21024 | 0.70128 | 0 | 0 | 0 | 0 | 0 | 0 | Res | Default DR | 7102.7926 | 936.6639 | 0 | 0 | 0 | 0 | 0 | 0 | 8039.4565 | 0 |  | 2425 |  |  | 2425 | 49.6% | 2.8393 | 1 | 400 |  | RGGI |  | X=AS139*if(AU139=5,2425,if(AU139=7.5,2648,if(AU139=10,2871,if(AU139=15,3317,if(AU139=20,3763,if(AU139=25,4209,if(AU139=30,4655,0))))))) | X=AS139*AU139*2033 | 0 | 0 | X=AS139*AU139*.288 | 0 | 0 | X=AS139*AG139*AU139*.288 | X=AS139*AH139*AU139*.288 | 0 | 0 | 0 | 0 | 0 | 0 | AG: {Factor:WinterCF}; AH: {Factor:SummerCF}; AS: {Measure:Quantity}; AU: {Motor HP} | {Measure:Quantity} | {Motor HP} | {Motor HP} | {Motor HP} | {Motor HP} | {Motor HP} | {Motor HP} | {Motor HP} |  |  | {Measure:Quantity} | {Motor HP} | [8 empty] | {Measure:Quantity} | {Motor HP} | [8 empty] | {Measure:Quantity} | {Factor:WinterCF} | {Motor HP} | [7 empty] | {Measure:Quantity} | {Factor:SummerCF} | {Motor HP} | [67 empty] | 2
C&I HVAC - Oil | VFD: Supply Fan on VAV Packaged or Rooftop HVAC Unit | SFP | 2018-07-01 | 2019-06-30 | Calculated | {Measure:Quantity}*if({Motor HP}=5,2425,if({Motor HP}=7.5,2648,if({Motor HP}=10,2871,if({Motor HP}=15,3317,if({Motor HP}=20,3763,if({Motor HP}=25,4209,if({Motor HP}=30,4655,0))))))) | 0 | Calculated | {Measure:Quantity}*if({Motor HP}=5,400,if({Motor HP}=7.5,650,if({Motor HP}=10,1400,if({Motor HP}=15,1650,if({Motor HP}=20,1850,if({Motor HP}=25,2000,if({Motor HP}=30,2300,0))))))) | 0 | 2018-07-01 | 2019-06-30 | Calculated | {Measure:Quantity}*{Motor HP}*2033 |  |  | {Measure:Quantity}*{Motor HP}*.288 |  |  | {Measure:Quantity}*{Factor:WinterCF}*{Motor HP}*.288 | {Measure:Quantity}*{Factor:SummerCF}*{Motor HP}*.288 | [6 empty] | 2017-07-01 | 2019-06-30 | 13 | 0.146 | 0.487 | 0.39 | 0.305 | 0.216 | 0.089 | 1 | 1.122 | 1 | 0.52 | 0.016 | {Measure:Quantity} | 1 | {Motor HP} | 5 | [16 empty] | 10165 | 0 | 0 | 1.44 | 0 | 0 | 0.21024 | 0.70128 | 0 | 0 | 0 | 0 | 0 | 0 | Res | Default DR | 7102.7926 | 936.6639 | 0 | 0 | 0 | 0 | 0 | 0 | 8039.4565 | 0 |  | 2425 |  |  | 2425 | 49.6% | 2.8393 | 1 | 400 |  | RGGI |  | X=AS140*if(AU140=5,2425,if(AU140=7.5,2648,if(AU140=10,2871,if(AU140=15,3317,if(AU140=20,3763,if(AU140=25,4209,if(AU140=30,4655,0))))))) | X=AS140*AU140*2033 | 0 | 0 | X=AS140*AU140*.288 | 0 | 0 | X=AS140*AG140*AU140*.288 | X=AS140*AH140*AU140*.288 | 0 | 0 | 0 | 0 | 0 | 0 | AG: {Factor:WinterCF}; AH: {Factor:SummerCF}; AS: {Measure:Quantity}; AU: {Motor HP} | {Measure:Quantity} | {Motor HP} | {Motor HP} | {Motor HP} | {Motor HP} | {Motor HP} | {Motor HP} | {Motor HP} |  |  | {Measure:Quantity} | {Motor HP} | [8 empty] | {Measure:Quantity} | {Motor HP} | [8 empty] | {Measure:Quantity} | {Factor:WinterCF} | {Motor HP} | [7 empty] | {Measure:Quantity} | {Factor:SummerCF} | {Motor HP} | [67 empty] | 2
C&I HVAC - Oil | [6 empty] | 0 |  |  | 0 | [89 empty] | 0 | 0 | 0 | 0 | 0 | 0 | 0 | 0 | 0 | 0 | 0 | 0 | 0 | 0 | 0 | AG: {Factor:WinterCF}; AH: {Factor:SummerCF} | [110 empty] | 0
C&I HVAC - Oil - Midstream | H1M Air Furnace | H1M | 2018-07-01 | 2019-06-30 | Calculated | {Measure:Quantity}*if({Fuel}=3,300,0) | 0 | Manual Entry | $0.00 | 0 | 2017-07-01 | 2019-06-30 | Calculated |  |  |  |  | 0 | 1 |  |  |  |  | if({Fuel}<>3,0,{Measure:Quantity}*(({Equipment Capacity (MBtu/h)}*2661/1.7/1000)*((100/81)-(100/{Unit Efficiency - AFUE or Thermal Efficiency})))) |  |  |  | 2017-07-01 | 2019-06-30 | 18 | 0 | 0 | 1 | 0 | 0 | 0 | 1 | 1 | 0 | 0.25 | 0 | {Measure:Quantity} | 1 | {Fuel} | 3 | {Equipment Capacity (MBtu/h)} | 200 | {Unit Efficiency - AFUE or Thermal Efficiency} | 86 | [12 empty] | 0 | 0 | 0 | 0 | 0 | 1 | 0 | 0 | 0 | 0 | 22.4705 | 0 | 0 | 0 | Res | Default DR | 0 | 0 | 0 | 7464.2969 | 0 | 0 | 0 | 0 | 7464.2969 | 0 |  | 300 |  |  | 300 | 75% | 18.6607 | 1 | 300 |  | RGGI |  | X=AS142*if(AU142=3,300,0) | 0 | 0 | 0 | 0 | X=0 | X=1 | 0 | 0 | 0 | 0 | X=if(AU142<>3,0,AS142*((AW142*2661/1.7/1000)*((100/81)-(100/AY142)))) | 0 | 0 | 0 | AG: {Factor:WinterCF}; AH: {Factor:SummerCF}; AS: {Measure:Quantity}; AU: {Fuel}; AW: {Equipment Capacity (MBtu/h)}; AY: {Unit Efficiency - AFUE or Thermal Efficiency} | {Measure:Quantity} | {Fuel} | [68 empty] | {Fuel} | {Measure:Quantity} | {Equipment Capacity (MBtu/h)} | {Unit Efficiency - AFUE or Thermal Efficiency} | [36 empty] | 4
C&I HVAC - Oil - Midstream | H2MM Hot Water Boiler >300 MBtu/h and <=500 MBtu/h | H2MM | 2018-07-01 | 2019-06-30 | Calculated | {Measure:Quantity}*if({Fuel}=3,983,0) | 0 | Manual Entry | $0.00 | 0 | 2017-07-01 | 2019-06-30 | Calculated | [10 empty] | if({Fuel}<>3,0,{Measure:Quantity}*(({Equipment Capacity (MBtu/h)}*2661/1.7/1000)*(100/82-100/{Unit Efficiency - AFUE or Thermal Efficiency}))) |  |  |  | 2017-07-01 | 2019-06-30 | 24 | 0 | 0 | 1 | 0 | 0 | 0 | 1 | 1 | 0 | 0.25 | 0 | {Measure:Quantity} | 1 | {Fuel} | 3 | {Equipment Capacity (MBtu/h)} | 200 | {Unit Efficiency - AFUE or Thermal Efficiency} | 86 | [12 empty] | 0 | 0 | 0 | 0 | 0 | 0 | 0 | 0 | 0 | 0 | 17.7572 | 0 | 0 | 0 | Res | Default DR | 0 | 0 | 0 | 7560.7201 | 0 | 0 | 0 | 0 | 7560.7201 | 0 |  | 983 |  |  | 983 | 75% | 5.7804 | 1 | 975 |  | RGGI |  | X=AS143*if(AU143=3,983,0) | 0 | 0 | 0 | 0 | 0 | 0 | 0 | 0 | 0 | 0 | X=if(AU143<>3,0,AS143*((AW143*2661/1.7/1000)*(100/82-100/AY143))) | 0 | 0 | 0 | AG: {Factor:WinterCF}; AH: {Factor:SummerCF}; AS: {Measure:Quantity}; AU: {Fuel}; AW: {Equipment Capacity (MBtu/h)}; AY: {Unit Efficiency - AFUE or Thermal Efficiency} | {Measure:Quantity} | {Fuel} | [68 empty] | {Fuel} | {Measure:Quantity} | {Equipment Capacity (MBtu/h)} | {Unit Efficiency - AFUE or Thermal Efficiency} | [36 empty] | 4
C&I HVAC - Oil - Midstream | H2SM Hot Water Boiler <=300 MBtu/h | H2SM | 2018-07-01 | 2019-06-30 | Calculated | {Measure:Quantity}*if({Fuel}=3,if({Equipment Capacity (MBtu/h)}<200,484,if({Equipment Capacity (MBtu/h)}<300,927,0)),0) | 0 | Manual Entry | $0.00 | 0 | 2017-07-01 | 2019-06-30 | Calculated | [10 empty] | if({Fuel}<>3,0,{Measure:Quantity}*(({Equipment Capacity (MBtu/h)}*2661/1.7/1000)*(100/84-100/{Unit Efficiency - AFUE or Thermal Efficiency}))) |  |  |  | 2017-07-01 | 2019-06-30 | 24 | 0 | 0 | 1 | 0 | 0 | 0 | 1 | 1 | 0 | 0.25 | 0 | {Measure:Quantity} | 1 | {Fuel} | 3 | {Equipment Capacity (MBtu/h)} | 290 | {Unit Efficiency - AFUE or Thermal Efficiency} | 86 | [12 empty] | 0 | 0 | 0 | 0 | 0 | 0 | 0 | 0 | 0 | 0 | 12.5674 | 0 | 0 | 0 | Res | Default DR | 0 | 0 | 0 | 5351.0096 | 0 | 0 | 0 | 0 | 5351.0096 | 0 |  | 927 |  |  | 927 | 75% | 4.3316 | 1 | 925 |  | RGGI |  | X=AS144*if(AU144=3,if(AW144<200,484,if(AW144<300,927,0)),0) | 0 | 0 | 0 | 0 | 0 | 0 | 0 | 0 | 0 | 0 | X=if(AU144<>3,0,AS144*((AW144*2661/1.7/1000)*(100/84-100/AY144))) | 0 | 0 | 0 | AG: {Factor:WinterCF}; AH: {Factor:SummerCF}; AS: {Measure:Quantity}; AU: {Fuel}; AW: {Equipment Capacity (MBtu/h)}; AY: {Unit Efficiency - AFUE or Thermal Efficiency} | {Measure:Quantity} | {Fuel} | {Equipment Capacity (MBtu/h)} | {Equipment Capacity (MBtu/h)} | [66 empty] | {Fuel} | {Measure:Quantity} | {Equipment Capacity (MBtu/h)} | {Unit Efficiency - AFUE or Thermal Efficiency} | [36 empty] | 4
C&I HVAC - Oil - Midstream | H3MM Steam Boiler >=300 MBtu/h and <=500 MBtu/h | H3MM | 2018-07-01 | 2019-06-30 | Calculated | {Measure:Quantity}*if({Fuel}=3,725,0) | 0 | Manual Entry | $0.00 | 0 | 2017-07-01 | 2019-06-30 | Calculated | [10 empty] | if({Fuel}<>3,0,{Measure:Quantity}*(({Equipment Capacity (MBtu/h)}*2661/1.7/1000)*(100/81-100/{Unit Efficiency - AFUE or Thermal Efficiency}))) |  |  |  | 2017-07-01 | 2019-06-30 | 24 | 0 | 0 | 1 | 0 | 0 | 0 | 1 | 1 | 0 | 0.25 | 0 | {Measure:Quantity} | 1 | {Fuel} | 3 | {Equipment Capacity (MBtu/h)} | 500 | {Unit Efficiency - AFUE or Thermal Efficiency} | 86 | [12 empty] | 0 | 0 | 0 | 0 | 0 | 0 | 0 | 0 | 0 | 0 | 56.1762 | 0 | 0 | 0 | Res | Default DR | 0 | 0 | 0 | 23918.9448 | 0 | 0 | 0 | 0 | 23918.9448 | 0 |  | 725 |  |  | 725 | 75% | 24.7437 | 1 | 725 |  | RGGI |  | X=AS145*if(AU145=3,725,0) | 0 | 0 | 0 | 0 | 0 | 0 | 0 | 0 | 0 | 0 | X=if(AU145<>3,0,AS145*((AW145*2661/1.7/1000)*(100/81-100/AY145))) | 0 | 0 | 0 | AG: {Factor:WinterCF}; AH: {Factor:SummerCF}; AS: {Measure:Quantity}; AU: {Fuel}; AW: {Equipment Capacity (MBtu/h)}; AY: {Unit Efficiency - AFUE or Thermal Efficiency} | {Measure:Quantity} | {Fuel} | [68 empty] | {Fuel} | {Measure:Quantity} | {Equipment Capacity (MBtu/h)} | {Unit Efficiency - AFUE or Thermal Efficiency} | [36 empty] | 4
C&I HVAC - Oil - Midstream | H3SM Steam Boiler >=200 MBtu/h and <300 MBtu/h | H3SM | 2018-07-01 | 2019-06-30 | Calculated | {Measure:Quantity}*if({Fuel}=3,592,0) | 0 | Manual Entry | $0.00 | 0 | 2017-07-01 | 2019-06-30 | Calculated | [10 empty] | if({Fuel}<>3,0,{Measure:Quantity}*(({Equipment Capacity (MBtu/h)}*2661/1.7/1000)*(100/82-100/{Unit Efficiency - AFUE or Thermal Efficiency}))) |  |  |  | 2017-07-01 | 2019-06-30 | 24 | 0 | 0 | 1 | 0 | 0 | 0 | 1 | 1 | 0 | 0.25 | 0 | {Measure:Quantity} | 1 | {Fuel} | 3 | {Equipment Capacity (MBtu/h)} | 500 | {Unit Efficiency - AFUE or Thermal Efficiency} | 86 | [12 empty] | 0 | 0 | 0 | 0 | 0 | 0 | 0 | 0 | 0 | 0 | 44.3929 | 0 | 0 | 0 | Res | Default DR | 0 | 0 | 0 | 18901.8002 | 0 | 0 | 0 | 0 | 18901.8002 | 0 |  | 592 |  |  | 592 | 75% | 24.1197 | 1 | 575 |  | RGGI |  | X=AS146*if(AU146=3,592,0) | 0 | 0 | 0 | 0 | 0 | 0 | 0 | 0 | 0 | 0 | X=if(AU146<>3,0,AS146*((AW146*2661/1.7/1000)*(100/82-100/AY146))) | 0 | 0 | 0 | AG: {Factor:WinterCF}; AH: {Factor:SummerCF}; AS: {Measure:Quantity}; AU: {Fuel}; AW: {Equipment Capacity (MBtu/h)}; AY: {Unit Efficiency - AFUE or Thermal Efficiency} | {Measure:Quantity} | {Fuel} | [68 empty] | {Fuel} | {Measure:Quantity} | {Equipment Capacity (MBtu/h)} | {Unit Efficiency - AFUE or Thermal Efficiency} | [36 empty] | 4
C&I HVAC - Oil - Midstream | H3VSM Steam Boiler <200 | H3VSM | 2018-07-01 | 2019-06-30 | Calculated | {Measure:Quantity}*if({Fuel}=3,326,0) | 0 | Manual Entry | $0.00 | 0 | 2017-07-01 | 2019-06-30 | Calculated | [10 empty] | if({Fuel}<>3,0,{Measure:Quantity}*(({Equipment Capacity (MBtu/h)}*2661/1.7/1000)*(100/82-100/{Unit Efficiency - AFUE or Thermal Efficiency}))) |  |  |  | 2017-07-01 | 2019-06-30 | 24 | 0 | 0 | 1 | 0 | 0 | 0 | 1 | 1 | 0 | 0.25 | 0 | {Measure:Quantity} | 1 | {Fuel} | 3 | {Equipment Capacity (MBtu/h)} | 200 | {Unit Efficiency - AFUE or Thermal Efficiency} | 86 | [12 empty] | 0 | 0 | 0 | 0 | 0 | 0 | 0 | 0 | 0 | 0 | 17.7572 | 0 | 0 | 0 | Res | Default DR | 0 | 0 | 0 | 7560.7201 | 0 | 0 | 0 | 0 | 7560.7201 | 0 |  | 326 |  |  | 326 | 75% | 17.4076 | 1 | 325 |  | RGGI |  | X=AS147*if(AU147=3,326,0) | 0 | 0 | 0 | 0 | 0 | 0 | 0 | 0 | 0 | 0 | X=if(AU147<>3,0,AS147*((AW147*2661/1.7/1000)*(100/82-100/AY147))) | 0 | 0 | 0 | AG: {Factor:WinterCF}; AH: {Factor:SummerCF}; AS: {Measure:Quantity}; AU: {Fuel}; AW: {Equipment Capacity (MBtu/h)}; AY: {Unit Efficiency - AFUE or Thermal Efficiency} | {Measure:Quantity} | {Fuel} | [68 empty] | {Fuel} | {Measure:Quantity} | {Equipment Capacity (MBtu/h)} | {Unit Efficiency - AFUE or Thermal Efficiency} | [36 empty] | 4
C&I HVAC - Oil - Midstream | [6 empty] | 0 |  |  | 0 | [7 empty] | 0 | 1 | [80 empty] | 0 | 0 | 0 | 0 | 0 | X=0 | X=1 | 0 | 0 | 0 | 0 | 0 | 0 | 0 | 0 | AG: {Factor:WinterCF}; AH: {Factor:SummerCF} | [110 empty] | 0
C&I HVAC - Propane - Midstream | G01M Gas-fired air furnace <= 300 MBtu/h | G01M | 2018-07-01 | 2019-06-30 | Per Measure | $300.00 | 0 | Manual Entry | $0.00 | 0 | 2017-07-01 | 2019-06-30 | Calculated | [8 empty] | if({Fuel}<>1,0,{Measure:Quantity} * ({Equipment Capacity MBtu/h}*2661/1.7/1000) * (100/80-100/{Unit Efficiency - AFUE or Thermal Efficiency})*10) | if({Fuel}<>2,0,{Measure:Quantity} * ({Equipment Capacity MBtu/h}*2661/1.7/1000) * (100/80-100/{Unit Efficiency - AFUE or Thermal Efficiency})) |  |  |  |  | 2017-07-01 | 2019-06-30 | 18 | 0 | 0 | 1 | 0 | 0 | 0 | 1 | 1 | 0 | 0.25 | 0 | {Fuel} | 2 | {Measure:Quantity} | 1 | {Equipment Capacity MBtu/h} | 97 | {Unit Efficiency - AFUE or Thermal Efficiency} | 95.9 | [12 empty] | 0 | 0 | 0 | 0 | 0 | 0 | 0 | 0 | 0 | 31.4671 | 0 | 0 | 0 | 0 | Res | Default DR | 0 | 0 | 0 | 0 | 0 | 14493.7174 | 0 | 0 | 14493.7174 | 0 |  | 300 |  |  | 300 | 75% | 36.2343 | 1 | 300 |  | RGGI |  | X=$300.00 | 0 | 0 | 0 | 0 | 0 | 0 | 0 | 0 | X=if(AS149<>1,0,AU149 * (AW149*2661/1.7/1000) * (100/80-100/AY149)*10) | X=if(AS149<>2,0,AU149 * (AW149*2661/1.7/1000) * (100/80-100/AY149)) | 0 | 0 | 0 | 0 | AG: {Factor:WinterCF}; AH: {Factor:SummerCF}; AS: {Fuel}; AU: {Measure:Quantity}; AW: {Equipment Capacity MBtu/h}; AY: {Unit Efficiency - AFUE or Thermal Efficiency} | [50 empty] | {Fuel} | {Measure:Quantity} | {Equipment Capacity MBtu/h} | {Unit Efficiency - AFUE or Thermal Efficiency} | [6 empty] | {Fuel} | {Measure:Quantity} | {Equipment Capacity MBtu/h} | {Unit Efficiency - AFUE or Thermal Efficiency} | [46 empty] | 4
C&I HVAC - Propane - Midstream | G07M Gas-fired condensing hot water boiler <=300 MBtu/h | G07M | 2018-07-01 | 2019-06-30 | Per Measure | $2003.00 | 0 | Manual Entry | $0.00 | 0 | 2017-07-01 | 2019-06-30 | Calculated | [8 empty] | if({Fuel}<>1,0,{Measure:Quantity} * ({Equipment Capacity MBtu/h}*2661/1.7/1000) * (100/82-100/{Unit Efficiency - AFUE or Thermal Efficiency}) *10) | if({Fuel}<>2,0,{Measure:Quantity} * ({Equipment Capacity MBtu/h}*2661/1.7/1000) * (100/82-100/{Unit Efficiency - AFUE or Thermal Efficiency})) |  |  |  |  | 2017-07-01 | 2019-06-30 | 24 | 0 | 0 | 1 | 0 | 0 | 0 | 1 | 1 | 0 | 0.25 | 0 | {Fuel} | 2 | {Measure:Quantity} | 1 | {Equipment Capacity MBtu/h} | 181 | {Unit Efficiency - AFUE or Thermal Efficiency} | 95.1 | [12 empty] | 0 | 0 | 0 | 0 | 0 | 0 | 0 | 0 | 0 | 47.5939 | 0 | 0 | 0 | 0 | Res | Default DR | 0 | 0 | 0 | 0 | 0 | 27993.1362 | 0 | 0 | 27993.1362 | 0 |  | 2003 |  |  | 2003 | 75% | 10.4856 | 1 | 2000 |  | RGGI |  | X=$2003.00 | 0 | 0 | 0 | 0 | 0 | 0 | 0 | 0 | X=if(AS150<>1,0,AU150 * (AW150*2661/1.7/1000) * (100/82-100/AY150) *10) | X=if(AS150<>2,0,AU150 * (AW150*2661/1.7/1000) * (100/82-100/AY150)) | 0 | 0 | 0 | 0 | AG: {Factor:WinterCF}; AH: {Factor:SummerCF}; AS: {Fuel}; AU: {Measure:Quantity}; AW: {Equipment Capacity MBtu/h}; AY: {Unit Efficiency - AFUE or Thermal Efficiency} | [50 empty] | {Fuel} | {Measure:Quantity} | {Equipment Capacity MBtu/h} | {Unit Efficiency - AFUE or Thermal Efficiency} | [6 empty] | {Fuel} | {Measure:Quantity} | {Equipment Capacity MBtu/h} | {Unit Efficiency - AFUE or Thermal Efficiency} | [46 empty] | 4
C&I HVAC - Propane - Midstream | G08M Gas-fired condensing hot water boiler >300 MBtu/h and <=500 MBtu/h | G08M | 2018-07-01 | 2019-06-30 | Per Measure | $2800.00 | 0 | Manual Entry | $0.00 | 0 | 2017-07-01 | 2019-06-30 | Calculated | [8 empty] | if({Fuel}<>1,0,{Measure:Quantity} * ({Equipment Capacity MBtu/h}*2661/1.7/1000) * (100/80-100/{Unit Efficiency - AFUE or Thermal Efficiency})*10) | if({Fuel}<>2,0,{Measure:Quantity} * ({Equipment Capacity MBtu/h}*2661/1.7/1000) * (100/80-100/{Unit Efficiency - AFUE or Thermal Efficiency})) |  |  |  |  | 2017-07-01 | 2019-06-30 | 24 | 0 | 0 | 1 | 0 | 0 | 0 | 1 | 1 | 0 | 0.25 | 0 | {Fuel} | 2 | {Measure:Quantity} | 1 | {Equipment Capacity MBtu/h} | 367 | {Unit Efficiency - AFUE or Thermal Efficiency} | 95.6 | [12 empty] | 0 | 0 | 0 | 0 | 0 | 0 | 0 | 0 | 0 | 117.176 | 0 | 0 | 0 | 0 | Res | Default DR | 0 | 0 | 0 | 0 | 0 | 68918.9797 | 0 | 0 | 68918.9797 | 0 |  | 2800 |  |  | 2800 | 75% | 18.4604 | 1 | 2800 |  | RGGI |  | X=$2800.00 | 0 | 0 | 0 | 0 | 0 | 0 | 0 | 0 | X=if(AS151<>1,0,AU151 * (AW151*2661/1.7/1000) * (100/80-100/AY151)*10) | X=if(AS151<>2,0,AU151 * (AW151*2661/1.7/1000) * (100/80-100/AY151)) | 0 | 0 | 0 | 0 | AG: {Factor:WinterCF}; AH: {Factor:SummerCF}; AS: {Fuel}; AU: {Measure:Quantity}; AW: {Equipment Capacity MBtu/h}; AY: {Unit Efficiency - AFUE or Thermal Efficiency} | [50 empty] | {Fuel} | {Measure:Quantity} | {Equipment Capacity MBtu/h} | {Unit Efficiency - AFUE or Thermal Efficiency} | [6 empty] | {Fuel} | {Measure:Quantity} | {Equipment Capacity MBtu/h} | {Unit Efficiency - AFUE or Thermal Efficiency} | [46 empty] | 4
C&I HVAC - Propane - Midstream | G15M Low-intensity, infrared, Gas-fired unit heater | G15M | 2018-07-01 | 2019-06-30 | Per Measure | $425.00 | 0 | Manual Entry | $0.00 | 0 | 2017-07-01 | 2019-06-30 | Calculated | [8 empty] | if({Fuel}<>1,0,{Measure:Quantity} * ({Equipment Capacity MBtu/h}*2661/1.7/1000) * (100/80-100/{Unit Efficiency - AFUE or Thermal Efficiency})*10) | if({Fuel}<>2,0,{Measure:Quantity} * ({Equipment Capacity MBtu/h}*2661/1.7/1000) * (100/80-100/{Unit Efficiency - AFUE or Thermal Efficiency})) |  |  |  |  | 2017-07-01 | 2019-06-30 | 24 | 0 | 0 | 1 | 0 | 0 | 0 | 1 | 1 | 0 | 0.25 | 0 | {Fuel} | 2 | {Measure:Quantity} | 1 | {Equipment Capacity MBtu/h} | 80 | {Unit Efficiency - AFUE or Thermal Efficiency} | 80 | [12 empty] | 0 | 0 | 0 | 0 | 0 | 0 | 0 | 0 | 0 | 0 | 0 | 0 | 0 | 0 | Res | RGGI DR | 0 | 0 | 0 | 0 | 0 | 0 | 0 | 0 | 0 | 0 |  | 425 |  |  | 425 | 75% | 0 | 0 | 425 |  | RGGI | 0 | X=$425.00 | 0 | 0 | 0 | 0 | 0 | 0 | 0 | 0 | X=if(AS152<>1,0,AU152 * (AW152*2661/1.7/1000) * (100/80-100/AY152)*10) | X=if(AS152<>2,0,AU152 * (AW152*2661/1.7/1000) * (100/80-100/AY152)) | 0 | 0 | 0 | 0 | AG: {Factor:WinterCF}; AH: {Factor:SummerCF}; AS: {Fuel}; AU: {Measure:Quantity}; AW: {Equipment Capacity MBtu/h}; AY: {Unit Efficiency - AFUE or Thermal Efficiency} | [50 empty] | {Fuel} | {Measure:Quantity} | {Equipment Capacity MBtu/h} | {Unit Efficiency - AFUE or Thermal Efficiency} | [6 empty] | {Fuel} | {Measure:Quantity} | {Equipment Capacity MBtu/h} | {Unit Efficiency - AFUE or Thermal Efficiency} | [46 empty] | 4
C&I HVAC - Propane - Midstream | G16M Gas-fired, warm-air unit heater | G16M | 2018-07-01 | 2019-06-30 | Per Measure | $525.00 | 0 | Manual Entry | $0.00 | 0 | 2017-07-01 | 2019-06-30 | Calculated | [8 empty] | if({Fuel}<>1,0,{Measure:Quantity} * ({Equipment Capacity MBtu/h}*2661/1.7/1000) * (100/80-100/{Unit Efficiency - AFUE or Thermal Efficiency})*10) | if({Fuel}<>2,0,{Measure:Quantity} * ({Equipment Capacity MBtu/h}*2661/1.7/1000) * (100/80-100/{Unit Efficiency - AFUE or Thermal Efficiency})) |  |  |  |  | 2017-07-01 | 2019-06-30 | 24 | 0 | 0 | 1 | 0 | 0 | 0 | 1 | 1 | 0 | 0.25 | 0 | {Fuel} | 2 | {Measure:Quantity} | 1 | {Equipment Capacity MBtu/h} | 105 | {Unit Efficiency - AFUE or Thermal Efficiency} | 93 | [12 empty] | 0 | 0 | 0 | 0 | 0 | 0 | 0 | 0 | 0 | 28.7181 | 0 | 0 | 0 | 0 | Res | Default DR | 0 | 0 | 0 | 0 | 0 | 16891.016 | 0 | 0 | 16891.016 | 0 |  | 525 |  |  | 525 | 75% | 24.13 | 1 | 525 |  | RGGI |  | X=$525.00 | 0 | 0 | 0 | 0 | 0 | 0 | 0 | 0 | X=if(AS153<>1,0,AU153 * (AW153*2661/1.7/1000) * (100/80-100/AY153)*10) | X=if(AS153<>2,0,AU153 * (AW153*2661/1.7/1000) * (100/80-100/AY153)) | 0 | 0 | 0 | 0 | AG: {Factor:WinterCF}; AH: {Factor:SummerCF}; AS: {Fuel}; AU: {Measure:Quantity}; AW: {Equipment Capacity MBtu/h}; AY: {Unit Efficiency - AFUE or Thermal Efficiency} | [50 empty] | {Fuel} | {Measure:Quantity} | {Equipment Capacity MBtu/h} | {Unit Efficiency - AFUE or Thermal Efficiency} | [6 empty] | {Fuel} | {Measure:Quantity} | {Equipment Capacity MBtu/h} | {Unit Efficiency - AFUE or Thermal Efficiency} | [46 empty] | 4
C&I HVAC - Propane - Midstream | WH1M Tankless Water Heater | WH1M | 2018-07-01 | 2019-06-30 | Per Measure | $780.00 | 0 | Manual Entry | $0.00 | 0 | 2017-07-01 | 2019-06-30 | Calculated | [8 empty] | if({Fuel}<>1,0,{Measure:Quantity} * ((({Hot Water Annual Consumption (gal/yr)} * 8.33 * 1 * (126.2-50.8) * ((1/0.8)-(1/{Energy Factor}))) / 1000000) + (({Equipment Capacity (MBtu/h)}/0.8) + 110 * ((Power((if({Equipment Capacity (MBtu/h)}<155,75,150)),0.5))))* 8760/1000000)*10) | if({Fuel}<>2,0,{Measure:Quantity} * ((({Hot Water Annual Consumption (gal/yr)} * 8.33 * 1 * (126.2-50.8) * ((1/0.8)-(1/{Energy Factor}))) / 1000000) + (({Equipment Capacity (MBtu/h)}/0.8) + 110 * ((Power((if({Equipment Capacity (MBtu/h)}<155,75,150)),0.5))))* 8760/1000000)) |  |  |  |  | 2017-07-01 | 2019-06-30 | 20 | 0 | 0 | 1 | 0 | 0 | 0 | 1 | 1 | 0 | 0.25 | 0 | {Fuel} | 2 | {Measure:Quantity} | 1 | {Hot Water Annual Consumption (gal/yr)} | 45000 | {Energy Factor} | 96 | {Equipment Capacity (MBtu/h)} | 157 | [10 empty] | 0 | 0 | 0 | 0 | 0 | 0 | 0 | 0 | 0 | 48.556 | 0 | 0 | 0 | 0 | Res | Default DR | 0 | 0 | 0 | 0 | 0 | 24492.8283 | 0 | 0 | 24492.8283 | 0 |  | 780 |  |  | 780 | 75% | 22.962 | 1 | 800 |  | RGGI |  | X=$780.00 | 0 | 0 | 0 | 0 | 0 | 0 | 0 | 0 | X=if(AS154<>1,0,AU154 * (((AW154 * 8.33 * 1 * (126.2-50.8) * ((1/0.8)-(1/AY154))) / 1000000) + ((BA154/0.8) + 110 * ((Power((if(BA154<155,75,150)),0.5))))* 8760/1000000)*10) | X=if(AS154<>2,0,AU154 * (((AW154 * 8.33 * 1 * (126.2-50.8) * ((1/0.8)-(1/AY154))) / 1000000) + ((BA154/0.8) + 110 * ((Power((if(BA154<155,75,150)),0.5))))* 8760/1000000)) | 0 | 0 | 0 | 0 | AG: {Factor:WinterCF}; AH: {Factor:SummerCF}; AS: {Fuel}; AU: {Measure:Quantity}; AW: {Hot Water Annual Consumption (gal/yr)}; AY: {Energy Factor}; BA: {Equipment Capacity (MBtu/h)} | [50 empty] | {Fuel} | {Measure:Quantity} | {Hot Water Annual Consumption (gal/yr)} | {Energy Factor} | {Equipment Capacity (MBtu/h)} | {Equipment Capacity (MBtu/h)} |  |  |  |  | {Fuel} | {Measure:Quantity} | {Hot Water Annual Consumption (gal/yr)} | {Energy Factor} | {Equipment Capacity (MBtu/h)} | {Equipment Capacity (MBtu/h)} | [44 empty] | 5
C&I HVAC - Propane - Midstream | [6 empty] | 0 |  |  | 0 | [89 empty] | 0 | 0 | 0 | 0 | 0 | 0 | 0 | 0 | 0 | 0 | 0 | 0 | 0 | 0 | 0 | AG: {Factor:WinterCF}; AH: {Factor:SummerCF} | [110 empty] | 0
C&I HVAC - Propane and Compressed NG | Modulating Burner Controls for Boilers and Heaters | AF1 | 2018-07-01 | 2019-06-30 | Calculated | {Measure:Quantity}*{Capacity (MBTUH)}*2.14 | 0 | Calculated | {Measure:Quantity}*{Capacity (MBTUH)}*1.25 | 0 | 2018-07-01 | 2019-06-30 | Calculated | [8 empty] | if({Existing Fuel}<>1,0,{Measure:Quantity} * ({Capacity (MBTUH)} * 0.03 * if({End-Use}=1,1565,{Annual Hours of Operation})) / 1000)*10 | if({Existing Fuel}<>2,0,{Measure:Quantity} * ({Capacity (MBTUH)} * 0.03 * if({End-Use}=1,1565,{Annual Hours of Operation})) / 1000) |  |  |  |  | 2017-07-01 | 2019-06-30 | 21 | 0 | 0 | 0 | 0 | 0 | 0 | 1 | 1 | 0 | 0.52 | 0.016 | {Measure:Quantity} | 1 | {Capacity (MBTUH)} | 6554 | {Existing Fuel} | 2 | {End-Use} | 1 | {Annual Hours of Operation} | 1565 | [10 empty] | 0 | 0 | 0 | 0 | 0 | 0 | 0 | 0 | 0 | 307.7103 | 0 | 0 | 0 | 0 | Res | Default DR | 0 | 0 | 0 | 0 | 0 | 161849.7476 | 0 | 0 | 161849.7476 | 0 |  | 14025.56 |  |  | 14025.56 | 49.6% | 7.2415 | 1 | 8192.5 |  | RGGI |  | X=AS156*AU156*2.14 | 0 | 0 | 0 | 0 | 0 | 0 | 0 | 0 | X=if(AW156<>1,0,AS156 * (AU156 * 0.03 * if(AY156=1,1565,BA156)) / 1000)*10 | X=if(AW156<>2,0,AS156 * (AU156 * 0.03 * if(AY156=1,1565,BA156)) / 1000) | 0 | 0 | 0 | 0 | AG: {Factor:WinterCF}; AH: {Factor:SummerCF}; AS: {Measure:Quantity}; AU: {Capacity (MBTUH)}; AW: {Existing Fuel}; AY: {End-Use}; BA: {Annual Hours of Operation} | {Measure:Quantity} | {Capacity (MBTUH)} | [48 empty] | {Existing Fuel} | {Measure:Quantity} | {Capacity (MBTUH)} | {End-Use} | {Annual Hours of Operation} | [5 empty] | {Existing Fuel} | {Measure:Quantity} | {Capacity (MBTUH)} | {End-Use} | {Annual Hours of Operation} | [45 empty] | 5
C&I HVAC - Propane and Compressed NG | Boiler Stack Heat Exchanger (Economizer) | AF2 | 2018-07-01 | 2019-06-30 | Calculated | {Measure:Quantity}*{Capacity (MBTUH)}/1000*if({Economizer Type}=1,2120,1500) | 0 | Calculated | {Measure:Quantity}*{Capacity (MBTUH)}/1000*if({Economizer Type}=1,1325,950) | 0 | 2018-07-01 | 2019-06-30 | Calculated | [8 empty] | if({Existing Fuel}<>1,0,{Measure:Quantity} * ({Capacity (MBTUH)} * 1565 * if({Economizer Type}=1,0.1,0.05)) / 1000)*10 | if({Existing Fuel}<>2,0,{Measure:Quantity} * ({Capacity (MBTUH)} * 1565 * if({Economizer Type}=1,0.1,0.05)) / 1000) |  |  |  |  | 2017-07-01 | 2019-06-30 | 20 | 0 | 0 | 0 | 0 | 0 | 0 | 1 | 1 | 0 | 0.52 | 0.016 | {Measure:Quantity} | 1 | {Capacity (MBTUH)} | 1000 | {Economizer Type} | 1 | {Existing Fuel} | 2 | [12 empty] | 0 | 0 | 0 | 0 | 0 | 0 | 0 | 0 | 0 | 156.5 | 0 | 0 | 0 | 0 | Res | Default DR | 0 | 0 | 0 | 0 | 0 | 78942.4247 | 0 | 0 | 78942.4247 | 0 |  | 2120 |  |  | 2120 | 49.6% | 22.7738 | 1 | 1325 |  | RGGI |  | X=AS157*AU157/1000*if(AW157=1,2120,1500) | 0 | 0 | 0 | 0 | 0 | 0 | 0 | 0 | X=if(AY157<>1,0,AS157 * (AU157 * 1565 * if(AW157=1,0.1,0.05)) / 1000)*10 | X=if(AY157<>2,0,AS157 * (AU157 * 1565 * if(AW157=1,0.1,0.05)) / 1000) | 0 | 0 | 0 | 0 | AG: {Factor:WinterCF}; AH: {Factor:SummerCF}; AS: {Measure:Quantity}; AU: {Capacity (MBTUH)}; AW: {Economizer Type}; AY: {Existing Fuel} | {Measure:Quantity} | {Capacity (MBTUH)} | {Economizer Type} | [47 empty] | {Existing Fuel} | {Measure:Quantity} | {Capacity (MBTUH)} | {Economizer Type} | [6 empty] | {Existing Fuel} | {Measure:Quantity} | {Capacity (MBTUH)} | {Economizer Type} | [46 empty] | 4
C&I HVAC - Propane and Compressed NG | Boiler Reset/Lockout Controls | AF3 | 2018-07-01 | 2019-06-30 | Calculated | {Measure:Quantity}*612.00 | 0 | Calculated | {Measure:Quantity}*375 | 0 | 2018-07-01 | 2019-06-30 | Calculated | [8 empty] | if({Existing Fuel}<>1,0,{Measure:Quantity} * ({Capacity (MBTUH)} * 1565 * 0.08) / 1000)*10 | if({Existing Fuel}<>2,0,{Measure:Quantity} * ({Capacity (MBTUH)} * 1565 * 0.08) / 1000) |  |  |  |  | 2017-07-01 | 2019-06-30 | 20 | 0 | 0 | 0 | 0 | 0 | 0 | 1 | 1 | 1 | 0.52 | 0.016 | {Measure:Quantity} | 1 | {Existing Fuel} | 2 | {Capacity (MBTUH)} | 1000 | [14 empty] | 0 | 0 | 0 | 0 | 0 | 0 | 0 | 0 | 0 | 125.2 | 0 | 0 | 0 | 0 | Res | Default DR | 0 | 0 | 0 | 0 | 0 | 63153.9397 | 0 | 0 | 63153.9397 | 0 |  | 612 |  |  | 612 | 49.6% | 63.596 | 1 | 375 |  | RGGI |  | X=AS158*612.00 | 0 | 0 | 0 | 0 | 0 | 0 | 0 | 0 | X=if(AU158<>1,0,AS158 * (AW158 * 1565 * 0.08) / 1000)*10 | X=if(AU158<>2,0,AS158 * (AW158 * 1565 * 0.08) / 1000) | 0 | 0 | 0 | 0 | AG: {Factor:WinterCF}; AH: {Factor:SummerCF}; AS: {Measure:Quantity}; AU: {Existing Fuel}; AW: {Capacity (MBTUH)} | {Measure:Quantity} | [49 empty] | {Existing Fuel} | {Measure:Quantity} | {Capacity (MBTUH)} | [7 empty] | {Existing Fuel} | {Measure:Quantity} | {Capacity (MBTUH)} | [47 empty] | 3
C&I HVAC - Propane and Compressed NG | Oxygen Trim for Boilers and Heaters | AF4 | 2018-07-01 | 2019-06-30 | Calculated | {Measure:Quantity}*20000.00 | 0 | Calculated | {Measure:Quantity}*{Capacity (MBTUH)}*0.75 | 0 | 2018-07-01 | 2019-06-30 | Calculated | [8 empty] | if({Existing Fuel}<>1,0,{Measure:Quantity} * ({Capacity (MBTUH)} * 0.02 * if({End-Use}=1,1565,{Annual Hours of Operation})) / 1000)*10 | if({Existing Fuel}<>2,0,{Measure:Quantity} * ({Capacity (MBTUH)} * 0.02 * if({End-Use}=1,1565,{Annual Hours of Operation})) / 1000) |  |  |  |  | 2017-07-01 | 2019-06-30 | 15 | 0 | 0 | 0 | 0 | 0 | 0 | 1 | 1 | 0 | 0.52 | 0.016 | {Measure:Quantity} | 1 | {Existing Fuel} | 2 | {Capacity (MBTUH)} | 10491 | {End-Use} | 1 | {Annual Hours of Operation} | 1565 | [10 empty] | 0 | 0 | 0 | 0 | 0 | 0 | 0 | 0 | 0 | 328.3683 | 0 | 0 | 0 | 0 | Res | Default DR | 0 | 0 | 0 | 0 | 0 | 128681.8173 | 0 | 0 | 128681.8173 | 0 |  | 20000 |  |  | 20000 | 49.6% | 4.5966 | 1 | 7868.25 |  | RGGI |  | X=AS159*20000.00 | 0 | 0 | 0 | 0 | 0 | 0 | 0 | 0 | X=if(AU159<>1,0,AS159 * (AW159 * 0.02 * if(AY159=1,1565,BA159)) / 1000)*10 | X=if(AU159<>2,0,AS159 * (AW159 * 0.02 * if(AY159=1,1565,BA159)) / 1000) | 0 | 0 | 0 | 0 | AG: {Factor:WinterCF}; AH: {Factor:SummerCF}; AS: {Measure:Quantity}; AU: {Existing Fuel}; AW: {Capacity (MBTUH)}; AY: {End-Use}; BA: {Annual Hours of Operation} | {Measure:Quantity} | [49 empty] | {Existing Fuel} | {Measure:Quantity} | {Capacity (MBTUH)} | {End-Use} | {Annual Hours of Operation} | [5 empty] | {Existing Fuel} | {Measure:Quantity} | {Capacity (MBTUH)} | {End-Use} | {Annual Hours of Operation} | [45 empty] | 5
C&I HVAC - Propane and Compressed NG | Boiler Turbulator | AF5 | 2018-07-01 | 2019-06-30 | Calculated | {Measure:Quantity}*15.00 | 0 | Calculated | {Measure:Quantity}*9.5 | 0 | 2018-07-01 | 2019-06-30 | Calculated | [8 empty] | if({Existing Fuel}<>1,0,{Measure:Quantity} * ({Capacity (MBTUH)} * 1565 * 0.7 * ({Flue Gas Temperature Before (oF)}-{Flue Gas Temperature After (oF)})/40/100))/1000*10 | if({Existing Fuel}<>2,0,{Measure:Quantity} * ({Capacity (MBTUH)} * 1565 * 0.7 * ({Flue Gas Temperature Before (oF)}-{Flue Gas Temperature After (oF)})/40/100))/1000 |  |  |  |  | 2017-07-01 | 2019-06-30 | 20 | 0 | 0 | 0 | 0 | 0 | 0 | 1 | 1 | 0 | 0.52 | 0.016 | {Measure:Quantity} | 1 | {Existing Fuel} | 2 | {Capacity (MBTUH)} | 1000 | {Flue Gas Temperature Before (oF)} | 270 | {Flue Gas Temperature After (oF)} | 220 | [10 empty] | 0 | 0 | 0 | 0 | 0 | 0 | 0 | 0 | 0 | 13.6937 | 0 | 0 | 0 | 0 | Res | Default DR | 0 | 0 | 0 | 0 | 0 | 6907.4622 | 0 | 0 | 6907.4622 | 0 |  | 15 |  |  | 15 | 49.6% | 280.1849 | 1 | 9.5 |  | RGGI |  | X=AS160*15.00 | 0 | 0 | 0 | 0 | 0 | 0 | 0 | 0 | X=if(AU160<>1,0,AS160 * (AW160 * 1565 * 0.7 * (AY160-BA160)/40/100))/1000*10 | X=if(AU160<>2,0,AS160 * (AW160 * 1565 * 0.7 * (AY160-BA160)/40/100))/1000 | 0 | 0 | 0 | 0 | AG: {Factor:WinterCF}; AH: {Factor:SummerCF}; AS: {Measure:Quantity}; AU: {Existing Fuel}; AW: {Capacity (MBTUH)}; AY: {Flue Gas Temperature Before (oF)}; BA: {Flue Gas Temperature After (oF)} | {Measure:Quantity} | [49 empty] | {Existing Fuel} | {Measure:Quantity} | {Capacity (MBTUH)} | {Flue Gas Temperature Before (oF)} | {Flue Gas Temperature After (oF)} | [5 empty] | {Existing Fuel} | {Measure:Quantity} | {Capacity (MBTUH)} | {Flue Gas Temperature Before (oF)} | {Flue Gas Temperature After (oF)} | [45 empty] | 5
C&I HVAC - Propane and Compressed NG | Programmable Thermostat | AF6 | 2018-07-01 | 2019-06-30 | Per Measure | 157 | 0 | Calculated | {Measure:Quantity}*100 | 0 | 2018-07-01 | 2019-06-30 | Calculated | [8 empty] | if({Existing Fuel}<>1,0,{Measure:Quantity} * ({Capacity (MBTUH)} * 1565 *0.068) / 1000)*10 | if({Existing Fuel}<>2,0,{Measure:Quantity} * ({Capacity (MBTUH)} * 1565 *0.068) / 1000) |  |  |  |  | 2017-07-01 | 2019-06-30 | 8 | 0 | 0 | 0 | 0 | 0 | 0 | 1 | 1 | 0 | 0.52 | 0.016 | {Existing Fuel} | 2 | {Measure:Quantity} | 1 | {Capacity (MBTUH)} | 100 | [14 empty] | 0 | 0 | 0 | 0 | 0 | 0 | 0 | 0 | 0 | 10.642 | 0 | 0 | 0 | 0 | Res | Default DR | 0 | 0 | 0 | 0 | 0 | 2299.788 | 0 | 0 | 2299.788 | 0 |  | 157 |  |  | 157 | 49.6% | 8.8928 | 1 | 100 |  | RGGI |  | X=157 | 0 | 0 | 0 | 0 | 0 | 0 | 0 | 0 | X=if(AS161<>1,0,AU161 * (AW161 * 1565 *0.068) / 1000)*10 | X=if(AS161<>2,0,AU161 * (AW161 * 1565 *0.068) / 1000) | 0 | 0 | 0 | 0 | AG: {Factor:WinterCF}; AH: {Factor:SummerCF}; AS: {Existing Fuel}; AU: {Measure:Quantity}; AW: {Capacity (MBTUH)} | [50 empty] | {Existing Fuel} | {Measure:Quantity} | {Capacity (MBTUH)} | [7 empty] | {Existing Fuel} | {Measure:Quantity} | {Capacity (MBTUH)} | [47 empty] | 3
C&I HVAC - Propane and Compressed NG | VFD: Building Exhaust Fan | BEF | 2018-07-01 | 2019-06-30 | Calculated | {Measure:Quantity}*if({Motor HP}=5,2425,if({Motor HP}=7.5,2648,if({Motor HP}=10,2871,if({Motor HP}=15,3317,if({Motor HP}=20,3763,if({Motor HP}=25,4209,if({Motor HP}=30,4655,0))))))) | 0 | Calculated | {Measure:Quantity}*if({Motor HP}=5,400,if({Motor HP}=7.5,650,if({Motor HP}=10,1400,if({Motor HP}=15,1650,if({Motor HP}=20,1850,if({Motor HP}=25,2000,if({Motor HP}=30,2300,0))))))) | 0 | 2018-07-01 | 2019-06-30 | Calculated | {Measure:Quantity}*{Motor HP}*755 |  |  | {Measure:Quantity}*{Motor HP}*.120 |  |  | {Measure:Quantity}*{Factor:WinterCF}*{Motor HP}*.120 | {Measure:Quantity}*{Factor:SummerCF}*{Motor HP}*.120 | [6 empty] | 2017-07-01 | 2019-06-30 | 13 | 1 | 0.37 | 0.444 | 0.222 | 0.16 | 0.174 | 1 | 1.122 | 1 | 0.52 | 0.016 | {Measure:Quantity} | 1 | {Motor HP} | 5 | [16 empty] | 3775 | 0 | 0 | 0.6 | 0 | 0 | 0.6 | 0.222 | 0 | 0 | 0 | 0 | 0 | 0 | Res | Default DR | 2610.3744 | 1187.3628 | 0 | 0 | 0 | 0 | 0 | 0 | 3797.7372 | 0 |  | 2425 |  |  | 2425 | 49.6% | 1.3413 | 1 | 400 |  | RGGI |  | X=AS162*if(AU162=5,2425,if(AU162=7.5,2648,if(AU162=10,2871,if(AU162=15,3317,if(AU162=20,3763,if(AU162=25,4209,if(AU162=30,4655,0))))))) | X=AS162*AU162*755 | 0 | 0 | X=AS162*AU162*.120 | 0 | 0 | X=AS162*AG162*AU162*.120 | X=AS162*AH162*AU162*.120 | 0 | 0 | 0 | 0 | 0 | 0 | AG: {Factor:WinterCF}; AH: {Factor:SummerCF}; AS: {Measure:Quantity}; AU: {Motor HP} | {Measure:Quantity} | {Motor HP} | {Motor HP} | {Motor HP} | {Motor HP} | {Motor HP} | {Motor HP} | {Motor HP} |  |  | {Measure:Quantity} | {Motor HP} | [8 empty] | {Measure:Quantity} | {Motor HP} | [8 empty] | {Measure:Quantity} | {Factor:WinterCF} | {Motor HP} | [7 empty] | {Measure:Quantity} | {Factor:SummerCF} | {Motor HP} | [67 empty] | 2
C&I HVAC - Propane and Compressed NG | VFD: Chilled Water Pumps | CWP | 2018-07-01 | 2019-06-30 | Calculated | {Measure:Quantity}*if({Motor HP}=5,2425,if({Motor HP}=7.5,2648,if({Motor HP}=10,2871,if({Motor HP}=15,3317,if({Motor HP}=20,3763,if({Motor HP}=25,4209,if({Motor HP}=30,4655,0))))))) | 0 | Calculated | {Measure:Quantity}*if({Motor HP}=5,400,if({Motor HP}=7.5,650,if({Motor HP}=10,1400,if({Motor HP}=15,1650,if({Motor HP}=20,1850,if({Motor HP}=25,2000,if({Motor HP}=30,2300,0))))))) | 0 | 2018-07-01 | 2019-06-30 | Calculated | {Measure:Quantity}*{Motor HP}*1633 |  |  | {Measure:Quantity}*{Motor HP}*.183 |  |  | {Measure:Quantity}*{Factor:WinterCF}*{Motor HP}*.183 | {Measure:Quantity}*{Factor:SummerCF}*{Motor HP}*.183 | [6 empty] | 2017-07-01 | 2019-06-30 | 13 | 0 | 0.902 | 0.309 | 0.181 | 0.359 | 0.151 | 1 | 1.122 | 1 | 0.52 | 0.016 | {Measure:Quantity} | 1 | {Motor HP} | 5 | [16 empty] | 8165 | 0 | 0 | 0.915 | 0 | 0 | 0 | 0.82533 | 0 | 0 | 0 | 0 | 0 | 0 | Res | Default DR | 5425.4524 | 689.1464 | 0 | 0 | 0 | 0 | 0 | 0 | 6114.5987 | 0 |  | 2425 |  |  | 2425 | 49.6% | 2.1595 | 1 | 400 |  | RGGI |  | X=AS163*if(AU163=5,2425,if(AU163=7.5,2648,if(AU163=10,2871,if(AU163=15,3317,if(AU163=20,3763,if(AU163=25,4209,if(AU163=30,4655,0))))))) | X=AS163*AU163*1633 | 0 | 0 | X=AS163*AU163*.183 | 0 | 0 | X=AS163*AG163*AU163*.183 | X=AS163*AH163*AU163*.183 | 0 | 0 | 0 | 0 | 0 | 0 | AG: {Factor:WinterCF}; AH: {Factor:SummerCF}; AS: {Measure:Quantity}; AU: {Motor HP} | {Measure:Quantity} | {Motor HP} | {Motor HP} | {Motor HP} | {Motor HP} | {Motor HP} | {Motor HP} | {Motor HP} |  |  | {Measure:Quantity} | {Motor HP} | [8 empty] | {Measure:Quantity} | {Motor HP} | [8 empty] | {Measure:Quantity} | {Factor:WinterCF} | {Motor HP} | [7 empty] | {Measure:Quantity} | {Factor:SummerCF} | {Motor HP} | [67 empty] | 2
C&I HVAC - Propane and Compressed NG | G10 Gas-fired condensing hot water boiler >1000 MBtu/h and <=2500 MBtu/h | G10 | 2018-07-01 | 2019-06-30 | Calculated | {Measure:Quantity}*({Equipment Capacity MBtu/h}*3.47+1982) | 0 | Calculated | {Measure:Quantity}*9375 | 0 | 2018-07-01 | 2019-06-30 | Calculated | [8 empty] | if({Fuel}<>1,0,{Measure:Quantity} * ({Design Load (Btu/h)}/({Indoor Design Temp (oF)}-{Outdoor Design Temp (oF)})*186648/1000000) * (100/80-100/{Unit Efficiency - AFUE or Thermal Efficiency})*10) | if({Fuel}<>2,0,{Measure:Quantity} * ({Design Load (Btu/h)}/({Indoor Design Temp (oF)}-{Outdoor Design Temp (oF)})*186648/1000000) * (100/80-100/{Unit Efficiency - AFUE or Thermal Efficiency})) |  |  |  |  | 2017-07-01 | 2019-06-30 | 24 | 0 | 0 | 1 | 0 | 0 | 0 | 1 | 1 | 0 | 0.25 | 0 | {Measure:Quantity} | 1 | {Equipment Capacity MBtu/h} | 1000 | {Fuel} | 2 | {Design Load (Btu/h)} | 587000 | {Indoor Design Temp (oF)} | 72 | {Outdoor Design Temp (oF)} | 2 | {Unit Efficiency - AFUE or Thermal Efficiency} | 95 | [6 empty] | 0 | 0 | 0 | 0 | 0 | 0 | 0 | 0 | 0 | 308.9165 | 0 | 0 | 0 | 0 | Res | RGGI DR | 0 | 0 | 0 | 0 | 0 | 181694.245 | 0 | 0 | 181694.245 | 0 |  | 5452 |  |  | 5452 | 75% | 14.5355 | 1 | 9375 |  | RGGI |  | X=AS164*(AU164*3.47+1982) | 0 | 0 | 0 | 0 | 0 | 0 | 0 | 0 | X=if(AW164<>1,0,AS164 * (AY164/(BA164-BC164)*186648/1000000) * (100/80-100/BE164)*10) | X=if(AW164<>2,0,AS164 * (AY164/(BA164-BC164)*186648/1000000) * (100/80-100/BE164)) | 0 | 0 | 0 | 0 | {Factor:WinterCF} | {Factor:SummerCF} | {Measure:Quantity} | {Equipment Capacity MBtu/h} | {Fuel} | {Design Load (Btu/h)} | {Indoor Design Temp (oF)} | {Outdoor Design Temp (oF)} | {Unit Efficiency - AFUE or Thermal Efficiency} |  |  |  | {Measure:Quantity} | {Equipment Capacity MBtu/h} | [48 empty] | {Fuel} | {Measure:Quantity} | {Design Load (Btu/h)} | {Indoor Design Temp (oF)} | {Outdoor Design Temp (oF)} | {Unit Efficiency - AFUE or Thermal Efficiency} |  |  |  |  | {Fuel} | {Measure:Quantity} | {Design Load (Btu/h)} | {Indoor Design Temp (oF)} | {Outdoor Design Temp (oF)} | {Unit Efficiency - AFUE or Thermal Efficiency} | [44 empty] | 7
C&I HVAC - Propane and Compressed NG | G11 Gas-fired condensing hot water boiler > 2500 MBtu/h | G11 | 2018-07-01 | 2019-06-30 | Calculated | {Measure:Quantity}*({Equipment Capacity MBtu/h}*3.47+1982) | 0 | Calculated | {Measure:Quantity}*12500 | 0 | 2018-07-01 | 2019-06-30 | Calculated | [8 empty] | if({Fuel}<>1,0,{Measure:Quantity} * ({Design Load (Btu/h)}/({Indoor Design Temp (oF)}-{Outdoor Design Temp (oF)})*186648/1000000) * (100/82-100/{Unit Efficiency - AFUE or Thermal Efficiency})*10) | if({Fuel}<>2,0,{Measure:Quantity} * ({Design Load (Btu/h)}/({Indoor Design Temp (oF)}-{Outdoor Design Temp (oF)})*186648/1000000) * (100/82-100/{Unit Efficiency - AFUE or Thermal Efficiency})) |  |  |  |  | 2017-07-01 | 2019-06-30 | 24 | 0 | 0 | 1 | 0 | 0 | 0 | 1 | 1 | 0 | 0.25 | 0 | {Measure:Quantity} | 1 | {Equipment Capacity MBtu/h} | 4000 | {Fuel} | 2 | {Design Load (Btu/h)} | 5890000 | {Indoor Design Temp (oF)} | 72 | {Outdoor Design Temp (oF)} | -14 | {Unit Efficiency - AFUE or Thermal Efficiency} | 96.1 | [6 empty] | 0 | 0 | 0 | 0 | 0 | 0 | 0 | 0 | 0 | 2287.2943 | 0 | 0 | 0 | 0 | Res | RGGI DR | 0 | 0 | 0 | 0 | 0 | 1345309.3478 | 0 | 0 | 1345309.3478 | 0 |  | 15862 |  |  | 15862 | 75% | 67.1692 | 1 | 12500 |  | RGGI |  | X=AS165*(AU165*3.47+1982) | 0 | 0 | 0 | 0 | 0 | 0 | 0 | 0 | X=if(AW165<>1,0,AS165 * (AY165/(BA165-BC165)*186648/1000000) * (100/82-100/BE165)*10) | X=if(AW165<>2,0,AS165 * (AY165/(BA165-BC165)*186648/1000000) * (100/82-100/BE165)) | 0 | 0 | 0 | 0 | {Factor:WinterCF} | {Factor:SummerCF} | {Measure:Quantity} | {Equipment Capacity MBtu/h} | {Fuel} | {Design Load (Btu/h)} | {Indoor Design Temp (oF)} | {Outdoor Design Temp (oF)} | {Unit Efficiency - AFUE or Thermal Efficiency} |  |  |  | {Measure:Quantity} | {Equipment Capacity MBtu/h} | [48 empty] | {Fuel} | {Measure:Quantity} | {Design Load (Btu/h)} | {Indoor Design Temp (oF)} | {Outdoor Design Temp (oF)} | {Unit Efficiency - AFUE or Thermal Efficiency} |  |  |  |  | {Fuel} | {Measure:Quantity} | {Design Load (Btu/h)} | {Indoor Design Temp (oF)} | {Outdoor Design Temp (oF)} | {Unit Efficiency - AFUE or Thermal Efficiency} | [44 empty] | 7
C&I HVAC - Propane and Compressed NG | G9 Gas-fired condensing hot water boiler >500 MBtu/h and <=1000 MBtu/h | G9 | 2018-07-01 | 2019-06-30 | Calculated | {Measure:Quantity}*({Equipment Capacity MBtu/h}*3.47+1982) | 0 | Calculated | {Measure:Quantity}*5000 | 0 | 2018-07-01 | 2019-06-30 | Calculated | [8 empty] | if({Fuel}<>1,0,{Measure:Quantity} * ({Design Load (Btu/h)}/({Indoor Design Temp (oF)}-{Outdoor Design Temp (oF)})*186648/1000000) * (100/80-100/{Unit Efficiency - AFUE or Thermal Efficiency})*10) | if({Fuel}<>2,0,{Measure:Quantity} * ({Design Load (Btu/h)}/({Indoor Design Temp (oF)}-{Outdoor Design Temp (oF)})*186648/1000000) * (100/80-100/{Unit Efficiency - AFUE or Thermal Efficiency})) |  |  |  |  | 2017-07-01 | 2019-06-30 | 24 | 0 | 0 | 1 | 0 | 0 | 0 | 1 | 1 | 0 | 0.25 | 0 | {Measure:Quantity} | 1 | {Equipment Capacity MBtu/h} | 695 | {Fuel} | 2 | {Design Load (Btu/h)} | 997500 | {Indoor Design Temp (oF)} | 71 | {Outdoor Design Temp (oF)} | -23 | {Unit Efficiency - AFUE or Thermal Efficiency} | 96.9 | [6 empty] | 0 | 0 | 0 | 0 | 0 | 0 | 0 | 0 | 0 | 431.7987 | 0 | 0 | 0 | 0 | Res | RGGI DR | 0 | 0 | 0 | 0 | 0 | 253969.4246 | 0 | 0 | 253969.4246 | 0 |  | 4393.65 |  |  | 4393.65 | 75% | 38.0954 | 1 | 5000 |  | RGGI |  | X=AS166*(AU166*3.47+1982) | 0 | 0 | 0 | 0 | 0 | 0 | 0 | 0 | X=if(AW166<>1,0,AS166 * (AY166/(BA166-BC166)*186648/1000000) * (100/80-100/BE166)*10) | X=if(AW166<>2,0,AS166 * (AY166/(BA166-BC166)*186648/1000000) * (100/80-100/BE166)) | 0 | 0 | 0 | 0 | {Factor:WinterCF} | {Factor:SummerCF} | {Measure:Quantity} | {Equipment Capacity MBtu/h} | {Fuel} | {Design Load (Btu/h)} | {Indoor Design Temp (oF)} | {Outdoor Design Temp (oF)} | {Unit Efficiency - AFUE or Thermal Efficiency} |  |  |  | {Measure:Quantity} | {Equipment Capacity MBtu/h} | [48 empty] | {Fuel} | {Measure:Quantity} | {Design Load (Btu/h)} | {Indoor Design Temp (oF)} | {Outdoor Design Temp (oF)} | {Unit Efficiency - AFUE or Thermal Efficiency} |  |  |  |  | {Fuel} | {Measure:Quantity} | {Design Load (Btu/h)} | {Indoor Design Temp (oF)} | {Outdoor Design Temp (oF)} | {Unit Efficiency - AFUE or Thermal Efficiency} | [44 empty] | 7
C&I HVAC - Propane and Compressed NG | VFD: Heating Hot Water Circulation Pump | HHWP | 2018-07-01 | 2019-06-30 | Calculated | {Measure:Quantity}*if({Motor HP}=5,2425,if({Motor HP}=7.5,2648,if({Motor HP}=10,2871,if({Motor HP}=15,3317,if({Motor HP}=20,3763,if({Motor HP}=25,4209,if({Motor HP}=30,4655,0))))))) | 0 | Calculated | {Measure:Quantity}*if({Motor HP}=5,400,if({Motor HP}=7.5,650,if({Motor HP}=10,1400,if({Motor HP}=15,1650,if({Motor HP}=20,1850,if({Motor HP}=25,2000,if({Motor HP}=30,2300,0))))))) | 0 | 2018-07-01 | 2019-06-30 | Calculated | {Measure:Quantity}*{Motor HP}*1548 |  |  | {Measure:Quantity}*{Motor HP}*.096 |  |  | {Measure:Quantity}*{Factor:WinterCF}*{Motor HP}*.096 | {Measure:Quantity}*{Factor:SummerCF}*{Motor HP}*.096 | [6 empty] | 2017-07-01 | 2019-06-30 | 13 | 1 | 0 | 0.536 | 0.463 | 0 | 0.001 | 1 | 1.122 | 1 | 0.52 | 0.016 | {Measure:Quantity} | 1 | {Motor HP} | 5 | [16 empty] | 7740 | 0 | 0 | 0.48 | 0 | 0 | 0.48 | 0 | 0 | 0 | 0 | 0 | 0 | 0 | Res | Default DR | 5812.1628 | 801.5951 | 0 | 0 | 0 | 0 | 0 | 0 | 6613.7579 | 0 |  | 2425 |  |  | 2425 | 49.6% | 2.3358 | 1 | 400 |  | RGGI |  | X=AS167*if(AU167=5,2425,if(AU167=7.5,2648,if(AU167=10,2871,if(AU167=15,3317,if(AU167=20,3763,if(AU167=25,4209,if(AU167=30,4655,0))))))) | X=AS167*AU167*1548 | 0 | 0 | X=AS167*AU167*.096 | 0 | 0 | X=AS167*AG167*AU167*.096 | X=AS167*AH167*AU167*.096 | 0 | 0 | 0 | 0 | 0 | 0 | AG: {Factor:WinterCF}; AH: {Factor:SummerCF}; AS: {Measure:Quantity}; AU: {Motor HP} | {Measure:Quantity} | {Motor HP} | {Motor HP} | {Motor HP} | {Motor HP} | {Motor HP} | {Motor HP} | {Motor HP} |  |  | {Measure:Quantity} | {Motor HP} | [8 empty] | {Measure:Quantity} | {Motor HP} | [8 empty] | {Measure:Quantity} | {Factor:WinterCF} | {Motor HP} | [7 empty] | {Measure:Quantity} | {Factor:SummerCF} | {Motor HP} | [67 empty] | 2
C&I HVAC - Propane and Compressed NG | VFD: Return Fan on VAV Air Handler | RFA | 2018-07-01 | 2019-06-30 | Calculated | {Measure:Quantity}*if({Motor HP}=5,2425,if({Motor HP}=7.5,2648,if({Motor HP}=10,2871,if({Motor HP}=15,3317,if({Motor HP}=20,3763,if({Motor HP}=25,4209,if({Motor HP}=30,4655,0))))))) | 0 | Calculated | {Measure:Quantity}*if({Motor HP}=5,400,if({Motor HP}=7.5,650,if({Motor HP}=10,1400,if({Motor HP}=15,1650,if({Motor HP}=20,1850,if({Motor HP}=25,2000,if({Motor HP}=30,2300,0))))))) | 0 | 2018-07-01 | 2019-06-30 | Calculated | {Measure:Quantity}*{Motor HP}*1788 |  |  | {Measure:Quantity}*{Motor HP}*.302 |  |  | {Measure:Quantity}*{Factor:WinterCF}*{Motor HP}*.302 | {Measure:Quantity}*{Factor:SummerCF}*{Motor HP}*.302 | [6 empty] | 2017-07-01 | 2019-06-30 | 13 | 0.285 | 0.712 | 0.39 | 0.308 | 0.214 | 0.088 | 1 | 1.122 | 1 | 0.52 | 0.016 | {Measure:Quantity} | 1 | {Motor HP} | 5 | [16 empty] | 8940 | 0 | 0 | 1.51 | 0 | 0 | 0.43035 | 1.0751 | 0 | 0 | 0 | 0 | 0 | 0 | Res | Default DR | 6250.6858 | 1616.3999 | 0 | 0 | 0 | 0 | 0 | 0 | 7867.0856 | 0 |  | 2425 |  |  | 2425 | 49.6% | 2.7785 | 1 | 400 |  | RGGI |  | X=AS168*if(AU168=5,2425,if(AU168=7.5,2648,if(AU168=10,2871,if(AU168=15,3317,if(AU168=20,3763,if(AU168=25,4209,if(AU168=30,4655,0))))))) | X=AS168*AU168*1788 | 0 | 0 | X=AS168*AU168*.302 | 0 | 0 | X=AS168*AG168*AU168*.302 | X=AS168*AH168*AU168*.302 | 0 | 0 | 0 | 0 | 0 | 0 | AG: {Factor:WinterCF}; AH: {Factor:SummerCF}; AS: {Measure:Quantity}; AU: {Motor HP} | {Measure:Quantity} | {Motor HP} | {Motor HP} | {Motor HP} | {Motor HP} | {Motor HP} | {Motor HP} | {Motor HP} |  |  | {Measure:Quantity} | {Motor HP} | [8 empty] | {Measure:Quantity} | {Motor HP} | [8 empty] | {Measure:Quantity} | {Factor:WinterCF} | {Motor HP} | [7 empty] | {Measure:Quantity} | {Factor:SummerCF} | {Motor HP} | [67 empty] | 2
C&I HVAC - Propane and Compressed NG | VFD: Return Fan on VAV Packaged or Rooftop HVAC Unit | RFP | 2018-07-01 | 2019-06-30 | Calculated | {Measure:Quantity}*if({Motor HP}=5,2425,if({Motor HP}=7.5,2648,if({Motor HP}=10,2871,if({Motor HP}=15,3317,if({Motor HP}=20,3763,if({Motor HP}=25,4209,if({Motor HP}=30,4655,0))))))) | 0 | Calculated | {Measure:Quantity}*if({Motor HP}=5,400,if({Motor HP}=7.5,650,if({Motor HP}=10,1400,if({Motor HP}=15,1650,if({Motor HP}=20,1850,if({Motor HP}=25,2000,if({Motor HP}=30,2300,0))))))) | 0 | 2018-07-01 | 2019-06-30 | Calculated | {Measure:Quantity}*{Motor HP}*1788 |  |  | {Measure:Quantity}*{Motor HP}*.302 |  |  | {Measure:Quantity}*{Factor:WinterCF}*{Motor HP}*.302 | {Measure:Quantity}*{Factor:SummerCF}*{Motor HP}*.302 | [6 empty] | 2017-07-01 | 2019-06-30 | 13 | 0.285 | 0.712 | 0.39 | 0.308 | 0.214 | 0.088 | 1 | 1.122 | 1 | 0.52 | 0.016 | {Measure:Quantity} | 1 | {Motor HP} | 5 | [16 empty] | 8940 | 0 | 0 | 1.51 | 0 | 0 | 0.43035 | 1.0751 | 0 | 0 | 0 | 0 | 0 | 0 | Res | Default DR | 6250.6858 | 1616.3999 | 0 | 0 | 0 | 0 | 0 | 0 | 7867.0856 | 0 |  | 2425 |  |  | 2425 | 49.6% | 2.7785 | 1 | 400 |  | RGGI |  | X=AS169*if(AU169=5,2425,if(AU169=7.5,2648,if(AU169=10,2871,if(AU169=15,3317,if(AU169=20,3763,if(AU169=25,4209,if(AU169=30,4655,0))))))) | X=AS169*AU169*1788 | 0 | 0 | X=AS169*AU169*.302 | 0 | 0 | X=AS169*AG169*AU169*.302 | X=AS169*AH169*AU169*.302 | 0 | 0 | 0 | 0 | 0 | 0 | AG: {Factor:WinterCF}; AH: {Factor:SummerCF}; AS: {Measure:Quantity}; AU: {Motor HP} | {Measure:Quantity} | {Motor HP} | {Motor HP} | {Motor HP} | {Motor HP} | {Motor HP} | {Motor HP} | {Motor HP} |  |  | {Measure:Quantity} | {Motor HP} | [8 empty] | {Measure:Quantity} | {Motor HP} | [8 empty] | {Measure:Quantity} | {Factor:WinterCF} | {Motor HP} | [7 empty] | {Measure:Quantity} | {Factor:SummerCF} | {Motor HP} | [67 empty] | 2
C&I HVAC - Propane and Compressed NG | VFD: Supply Fan on VAV Air Handler | SFA | 2018-07-01 | 2019-06-30 | Calculated | {Measure:Quantity}*if({Motor HP}=5,2425,if({Motor HP}=7.5,2648,if({Motor HP}=10,2871,if({Motor HP}=15,3317,if({Motor HP}=20,3763,if({Motor HP}=25,4209,if({Motor HP}=30,4655,0))))))) | 0 | Calculated | {Measure:Quantity}*if({Motor HP}=5,400,if({Motor HP}=7.5,650,if({Motor HP}=10,1400,if({Motor HP}=15,1650,if({Motor HP}=20,1850,if({Motor HP}=25,2000,if({Motor HP}=30,2300,0))))))) | 0 | 2018-07-01 | 2019-06-30 | Calculated | {Measure:Quantity}*{Motor HP}*2033 |  |  | {Measure:Quantity}*{Motor HP}*.288 |  |  | {Measure:Quantity}*{Factor:WinterCF}*{Motor HP}*.288 | {Measure:Quantity}*{Factor:SummerCF}*{Motor HP}*.288 | [6 empty] | 2017-07-01 | 2019-06-30 | 13 | 0.198 | 0.508 | 0.39 | 0.305 | 0.216 | 0.089 | 1 | 1.122 | 1 | 0.52 | 0.016 | {Measure:Quantity} | 1 | {Motor HP} | 5 | [16 empty] | 10165 | 0 | 0 | 1.44 | 0 | 0 | 0.28512 | 0.73152 | 0 | 0 | 0 | 0 | 0 | 0 | Res | Default DR | 7102.7926 | 1086.963 | 0 | 0 | 0 | 0 | 0 | 0 | 8189.7556 | 0 |  | 2425 |  |  | 2425 | 49.6% | 2.8924 | 1 | 400 |  | RGGI |  | X=AS170*if(AU170=5,2425,if(AU170=7.5,2648,if(AU170=10,2871,if(AU170=15,3317,if(AU170=20,3763,if(AU170=25,4209,if(AU170=30,4655,0))))))) | X=AS170*AU170*2033 | 0 | 0 | X=AS170*AU170*.288 | 0 | 0 | X=AS170*AG170*AU170*.288 | X=AS170*AH170*AU170*.288 | 0 | 0 | 0 | 0 | 0 | 0 | AG: {Factor:WinterCF}; AH: {Factor:SummerCF}; AS: {Measure:Quantity}; AU: {Motor HP} | {Measure:Quantity} | {Motor HP} | {Motor HP} | {Motor HP} | {Motor HP} | {Motor HP} | {Motor HP} | {Motor HP} |  |  | {Measure:Quantity} | {Motor HP} | [8 empty] | {Measure:Quantity} | {Motor HP} | [8 empty] | {Measure:Quantity} | {Factor:WinterCF} | {Motor HP} | [7 empty] | {Measure:Quantity} | {Factor:SummerCF} | {Motor HP} | [67 empty] | 2
C&I HVAC - Propane and Compressed NG | VFD: Supply Fan on VAV Packaged or Rooftop HVAC Unit | SFP | 2018-07-01 | 2019-06-30 | Calculated | {Measure:Quantity}*if({Motor HP}=5,2425,if({Motor HP}=7.5,2648,if({Motor HP}=10,2871,if({Motor HP}=15,3317,if({Motor HP}=20,3763,if({Motor HP}=25,4209,if({Motor HP}=30,4655,0))))))) | 0 | Calculated | {Measure:Quantity}*if({Motor HP}=5,400,if({Motor HP}=7.5,650,if({Motor HP}=10,1400,if({Motor HP}=15,1650,if({Motor HP}=20,1850,if({Motor HP}=25,2000,if({Motor HP}=30,2300,0))))))) | 0 | 2018-07-01 | 2019-06-30 | Calculated | {Measure:Quantity}*{Motor HP}*2033 |  |  | {Measure:Quantity}*{Motor HP}*.288 |  |  | {Measure:Quantity}*{Factor:WinterCF}*{Motor HP}*.288 | {Measure:Quantity}*{Factor:SummerCF}*{Motor HP}*.288 | [6 empty] | 2017-07-01 | 2019-06-30 | 13 | 0.198 | 0.508 | 0.39 | 0.305 | 0.216 | 0.089 | 1.122 | 1.122 | 1 | 0.52 | 0.016 | {Measure:Quantity} | 1 | {Motor HP} | 5 | [16 empty] | 10165 | 0 | 0 | 1.44 | 0 | 0 | 0.28512 | 0.73152 | 0 | 0 | 0 | 0 | 0 | 0 | Res | Default DR | 7969.3333 | 1219.5725 | 0 | 0 | 0 | 0 | 0 | 0 | 9188.9058 | 0 |  | 2425 |  |  | 2425 | 49.6% | 3.2453 | 1 | 400 |  | RGGI |  | X=AS171*if(AU171=5,2425,if(AU171=7.5,2648,if(AU171=10,2871,if(AU171=15,3317,if(AU171=20,3763,if(AU171=25,4209,if(AU171=30,4655,0))))))) | X=AS171*AU171*2033 | 0 | 0 | X=AS171*AU171*.288 | 0 | 0 | X=AS171*AG171*AU171*.288 | X=AS171*AH171*AU171*.288 | 0 | 0 | 0 | 0 | 0 | 0 | AG: {Factor:WinterCF}; AH: {Factor:SummerCF}; AS: {Measure:Quantity}; AU: {Motor HP} | {Measure:Quantity} | {Motor HP} | {Motor HP} | {Motor HP} | {Motor HP} | {Motor HP} | {Motor HP} | {Motor HP} |  |  | {Measure:Quantity} | {Motor HP} | [8 empty] | {Measure:Quantity} | {Motor HP} | [8 empty] | {Measure:Quantity} | {Factor:WinterCF} | {Motor HP} | [7 empty] | {Measure:Quantity} | {Factor:SummerCF} | {Motor HP} | [67 empty] | 2
C&I HVAC - Propane and Compressed NG | [6 empty] | 0 |  |  | 0 | [89 empty] | 0 | 0 | 0 | 0 | 0 | 0 | 0 | 0 | 0 | 0 | 0 | 0 | 0 | 0 | 0 | AG: {Factor:WinterCF}; AH: {Factor:SummerCF} | [110 empty] | 0
Distributor Lighting | LED Specialty Bulb BR30/PAR16 Long Life | LEDSPCBRDL | 2018-07-01 | 2019-06-30 | Calculated | {Measure:Quantity}*{Package Size}*5.07 | 0 | Calculated | {Measure:Quantity}*{Rebate per Package} | 0 | 2018-07-01 | 2019-06-30 | Calculated | {Measure:Quantity}*{Package Size}*104 |  |  | {Measure:Quantity}*{Package Size}*1.126*0.036 |  |  | {Measure:Quantity}*{Package Size}*{Factor:WinterCF}*0.036 | {Measure:Quantity}*{Package Size}*{Factor:SummerCF}*1.126*0.036 | {Measure:Quantity}*{Package Size}*10*-0.005 | {Measure:Quantity}*{Package Size}*-0.083 | {Measure:Quantity}*{Package Size}*-0.007 | {Measure:Quantity}*{Package Size}*-0.004 | {Measure:Quantity}*{Package Size}*-0.022 |  | 2018-07-01 | 2019-06-30 | 4 | 0.365 | 0.461 | 0.481 | 0.2 | 0.225 | 0.094 | 0.99 | 1 | 1 | 0.26 | 0.016 | {Measure:Quantity} | 1 | {Package Size} | 1 | [16 empty] | 104 | 0 | 0 | 0.040536 | 0 | 0 | 0.01314 | 0.018687 | -0.05 | -0.083 | -0.007 | -0.004 | -0.022 | 0 | Res | Default DR | 21.6968 | 12.2987 | -0.12998 | -0.49274 | -0.25248 | -8.4492 | -1.5092 | 0 | 33.9955 | 10.8336 |  | 5.07 |  | 27.54 | 15.9036 | 75.6% | 3.5921 | 1 | 3.8025 | 75% | Electric |  | X=AS173*AU173*5.07 | X=AS173*AU173*104 | 0 | 0 | X=AS173*AU173*1.126*0.036 | 0 | 0 | X=AS173*AU173*AG173*0.036 | X=AS173*AU173*AH173*1.126*0.036 | X=AS173*AU173*10*-0.005 | X=AS173*AU173*-0.083 | X=AS173*AU173*-0.007 | X=AS173*AU173*-0.004 | X=AS173*AU173*-0.022 | 0 | AG: {Factor:WinterCF}; AH: {Factor:SummerCF}; AS: {Measure:Quantity}; AU: {Package Size} | {Measure:Quantity} | {Package Size} | [8 empty] | {Measure:Quantity} | {Package Size} | [8 empty] | {Measure:Quantity} | {Package Size} | [8 empty] | {Measure:Quantity} | {Package Size} | {Factor:WinterCF} | [7 empty] | {Measure:Quantity} | {Package Size} | {Factor:SummerCF} | [7 empty] | {Measure:Quantity} | {Package Size} | [8 empty] | {Measure:Quantity} | {Package Size} | [8 empty] | {Measure:Quantity} | {Package Size} | [8 empty] | {Measure:Quantity} | {Package Size} | [8 empty] | {Measure:Quantity} | {Package Size} | [18 empty] | 2
Distributor Lighting | LED Specialty Bulb BR30/PAR16 Short Life | LEDSPCBRDS | 2018-07-01 | 2019-06-30 | Calculated | {Measure:Quantity}*{Package Size}*5.07 | 0 | Calculated | {Measure:Quantity}*{Rebate per Package} | 0 | 2018-07-01 | 2019-06-30 | Calculated | {Measure:Quantity}*{Package Size}*104 |  |  | {Measure:Quantity}*{Package Size}*1.126*0.036 |  |  | {Measure:Quantity}*{Package Size}*{Factor:WinterCF}*0.036 | {Measure:Quantity}*{Package Size}*{Factor:SummerCF}*1.126*0.036 | {Measure:Quantity}*{Package Size}*10*-0.005 | {Measure:Quantity}*{Package Size}*-0.083 | {Measure:Quantity}*{Package Size}*-0.007 | {Measure:Quantity}*{Package Size}*-0.004 | {Measure:Quantity}*{Package Size}*-0.022 |  | 2018-07-01 | 2019-06-30 | 4 | 0.365 | 0.461 | 0.481 | 0.2 | 0.225 | 0.094 | 0.99 | 1 | 1 | 0.26 | 0.016 | {Measure:Quantity} | 1 | {Package Size} | 1 | [16 empty] | 104 | 0 | 0 | 0.040536 | 0 | 0 | 0.01314 | 0.018687 | -0.05 | -0.083 | -0.007 | -0.004 | -0.022 | 0 | Res | Default DR | 21.6968 | 12.2987 | -0.12998 | -0.49274 | -0.25248 | -8.4492 | -1.5092 | 0 | 33.9955 | 10.8336 |  | 5.07 |  | 16.74 | 15.9036 | 75.6% | 2.9616 | 1 | 3.8025 | 75% | Electric |  | X=AS174*AU174*5.07 | X=AS174*AU174*104 | 0 | 0 | X=AS174*AU174*1.126*0.036 | 0 | 0 | X=AS174*AU174*AG174*0.036 | X=AS174*AU174*AH174*1.126*0.036 | X=AS174*AU174*10*-0.005 | X=AS174*AU174*-0.083 | X=AS174*AU174*-0.007 | X=AS174*AU174*-0.004 | X=AS174*AU174*-0.022 | 0 | AG: {Factor:WinterCF}; AH: {Factor:SummerCF}; AS: {Measure:Quantity}; AU: {Package Size} | {Measure:Quantity} | {Package Size} | [8 empty] | {Measure:Quantity} | {Package Size} | [8 empty] | {Measure:Quantity} | {Package Size} | [8 empty] | {Measure:Quantity} | {Package Size} | {Factor:WinterCF} | [7 empty] | {Measure:Quantity} | {Package Size} | {Factor:SummerCF} | [7 empty] | {Measure:Quantity} | {Package Size} | [8 empty] | {Measure:Quantity} | {Package Size} | [8 empty] | {Measure:Quantity} | {Package Size} | [8 empty] | {Measure:Quantity} | {Package Size} | [8 empty] | {Measure:Quantity} | {Package Size} | [18 empty] | 2
Distributor Lighting | LED Specialty Bulb Candelabra Long Life | LEDSPCCDDL | 2018-07-01 | 2019-06-30 | Calculated | {Measure:Quantity}*{Package Size}*5.48 | 0 | Calculated | {Measure:Quantity}*{Rebate per Package} | 0 | 2018-07-01 | 2019-06-30 | Calculated | {Measure:Quantity}*{Package Size}*123 |  |  | {Measure:Quantity}*{Package Size}*1.126*0.042 |  |  | {Measure:Quantity}*{Package Size}*{Factor:WinterCF}*0.042 | {Measure:Quantity}*{Package Size}*{Factor:SummerCF}*1.126*0.042 | {Measure:Quantity}*{Package Size}*10*-0.006 | {Measure:Quantity}*{Package Size}*-0.098 | {Measure:Quantity}*{Package Size}*-0.009 | {Measure:Quantity}*{Package Size}*-0.004 | {Measure:Quantity}*{Package Size}*-0.026 |  | 2018-07-01 | 2019-06-30 | 9 | 0.365 | 0.461 | 0.481 | 0.2 | 0.225 | 0.094 | 0.99 | 1 | 1 | 0.26 | 0.016 | {Measure:Quantity} | 1 | {Package Size} | 1 | [16 empty] | 123 | 0 | 0 | 0.047292 | 0 | 0 | 0.01533 | 0.021802 | -0.06 | -0.098 | -0.009 | -0.004 | -0.026 | 0 | Res | Default DR | 55.0601 | 30.4241 | -0.34704 | -1.5259 | -0.60811 | -23.5576 | -4.2959 | 0 | 85.4842 | 30.3345 |  | 5.48 |  | 13.04 | 35.8145 | 75.6% | 2.6527 | 1 | 4.11 | 75% | Electric |  | X=AS175*AU175*5.48 | X=AS175*AU175*123 | 0 | 0 | X=AS175*AU175*1.126*0.042 | 0 | 0 | X=AS175*AU175*AG175*0.042 | X=AS175*AU175*AH175*1.126*0.042 | X=AS175*AU175*10*-0.006 | X=AS175*AU175*-0.098 | X=AS175*AU175*-0.009 | X=AS175*AU175*-0.004 | X=AS175*AU175*-0.026 | 0 | AG: {Factor:WinterCF}; AH: {Factor:SummerCF}; AS: {Measure:Quantity}; AU: {Package Size} | {Measure:Quantity} | {Package Size} | [8 empty] | {Measure:Quantity} | {Package Size} | [8 empty] | {Measure:Quantity} | {Package Size} | [8 empty] | {Measure:Quantity} | {Package Size} | {Factor:WinterCF} | [7 empty] | {Measure:Quantity} | {Package Size} | {Factor:SummerCF} | [7 empty] | {Measure:Quantity} | {Package Size} | [8 empty] | {Measure:Quantity} | {Package Size} | [8 empty] | {Measure:Quantity} | {Package Size} | [8 empty] | {Measure:Quantity} | {Package Size} | [8 empty] | {Measure:Quantity} | {Package Size} | [18 empty] | 2
Distributor Lighting | LED Specialty Bulb Candelabra Short Life | LEDSPCCDDS | 2018-07-01 | 2019-06-30 | Calculated | {Measure:Quantity}*{Package Size}*3.48 | 0 | Calculated | {Measure:Quantity}*{Rebate per Package} | 0 | 2018-07-01 | 2019-06-30 | Calculated | {Measure:Quantity}*{Package Size}*123 |  |  | {Measure:Quantity}*{Package Size}*1.126*0.042 |  |  | {Measure:Quantity}*{Package Size}*{Factor:WinterCF}*0.042 | {Measure:Quantity}*{Package Size}*{Factor:SummerCF}*1.126*0.042 | {Measure:Quantity}*{Package Size}*10*-0.006 | {Measure:Quantity}*{Package Size}*-0.098 | {Measure:Quantity}*{Package Size}*-0.009 | {Measure:Quantity}*{Package Size}*-0.004 | {Measure:Quantity}*{Package Size}*-0.026 |  | 2018-07-01 | 2019-06-30 | 5 | 0.365 | 0.461 | 0.481 | 0.2 | 0.225 | 0.094 | 0.99 | 1 | 1 | 0.26 | 0.016 | {Measure:Quantity} | 1 | {Package Size} | 1 | [16 empty] | 123 | 0 | 0 | 0.047292 | 0 | 0 | 0.01533 | 0.021802 | -0.06 | -0.098 | -0.009 | -0.004 | -0.026 | 0 | Res | Default DR | 31.8061 | 17.5417 | -0.19573 | -0.8163 | -0.32532 | -12.8308 | -2.2982 | 0 | 49.3478 | 16.4663 |  | 3.48 |  | 7.93 | 19.9463 | 75.6% | 2.7552 | 1 | 2.61 | 75% | Electric |  | X=AS176*AU176*3.48 | X=AS176*AU176*123 | 0 | 0 | X=AS176*AU176*1.126*0.042 | 0 | 0 | X=AS176*AU176*AG176*0.042 | X=AS176*AU176*AH176*1.126*0.042 | X=AS176*AU176*10*-0.006 | X=AS176*AU176*-0.098 | X=AS176*AU176*-0.009 | X=AS176*AU176*-0.004 | X=AS176*AU176*-0.026 | 0 | AG: {Factor:WinterCF}; AH: {Factor:SummerCF}; AS: {Measure:Quantity}; AU: {Package Size} | {Measure:Quantity} | {Package Size} | [8 empty] | {Measure:Quantity} | {Package Size} | [8 empty] | {Measure:Quantity} | {Package Size} | [8 empty] | {Measure:Quantity} | {Package Size} | {Factor:WinterCF} | [7 empty] | {Measure:Quantity} | {Package Size} | {Factor:SummerCF} | [7 empty] | {Measure:Quantity} | {Package Size} | [8 empty] | {Measure:Quantity} | {Package Size} | [8 empty] | {Measure:Quantity} | {Package Size} | [8 empty] | {Measure:Quantity} | {Package Size} | [8 empty] | {Measure:Quantity} | {Package Size} | [18 empty] | 2
Distributor Lighting | LED Specialty Bulb R20/MR16/Globe Long Life | LEDSPCGLDL | 2018-07-01 | 2019-06-30 | Calculated | {Measure:Quantity}*{Package Size}*6.37 | 0 | Calculated | {Measure:Quantity}*{Rebate per Package} | 0 | 2018-07-01 | 2019-06-30 | Calculated | {Measure:Quantity}*{Package Size}*86 |  |  | {Measure:Quantity}*{Package Size}*1.126*0.029 |  |  | {Measure:Quantity}*{Package Size}*{Factor:WinterCF}*0.029 | {Measure:Quantity}*{Package Size}*{Factor:SummerCF}*1.126*0.029 | {Measure:Quantity}*{Package Size}*10*-0.004 | {Measure:Quantity}*{Package Size}*-0.069 | {Measure:Quantity}*{Package Size}*-0.006 | {Measure:Quantity}*{Package Size}*-0.003 | {Measure:Quantity}*{Package Size}*-0.018 |  | 2018-07-01 | 2019-06-30 | 9 | 0.365 | 0.461 | 0.481 | 0.2 | 0.225 | 0.094 | 0.99 | 1 | 1 | 0.26 | 0.016 | {Measure:Quantity} | 1 | {Package Size} | 1 | [16 empty] | 86 | 0 | 0 | 0.032654 | 0 | 0 | 0.010585 | 0.015053 | -0.04 | -0.069 | -0.006 | -0.003 | -0.018 | 0 | Res | Default DR | 38.4973 | 21.0071 | -0.23136 | -1.0173 | -0.45609 | -16.5865 | -2.9741 | 0 | 59.5044 | 21.2653 |  | 6.37 |  | 28.21 | 27.6353 | 75.6% | 3.0063 | 1 | 4.7775 | 75% | Electric |  | X=AS177*AU177*6.37 | X=AS177*AU177*86 | 0 | 0 | X=AS177*AU177*1.126*0.029 | 0 | 0 | X=AS177*AU177*AG177*0.029 | X=AS177*AU177*AH177*1.126*0.029 | X=AS177*AU177*10*-0.004 | X=AS177*AU177*-0.069 | X=AS177*AU177*-0.006 | X=AS177*AU177*-0.003 | X=AS177*AU177*-0.018 | 0 | AG: {Factor:WinterCF}; AH: {Factor:SummerCF}; AS: {Measure:Quantity}; AU: {Package Size} | {Measure:Quantity} | {Package Size} | [8 empty] | {Measure:Quantity} | {Package Size} | [8 empty] | {Measure:Quantity} | {Package Size} | [8 empty] | {Measure:Quantity} | {Package Size} | {Factor:WinterCF} | [7 empty] | {Measure:Quantity} | {Package Size} | {Factor:SummerCF} | [7 empty] | {Measure:Quantity} | {Package Size} | [8 empty] | {Measure:Quantity} | {Package Size} | [8 empty] | {Measure:Quantity} | {Package Size} | [8 empty] | {Measure:Quantity} | {Package Size} | [8 empty] | {Measure:Quantity} | {Package Size} | [18 empty] | 2
Distributor Lighting | LED Specialty Bulb R20/MR16/Globe Short Life | LEDSPCGLDS | 2018-07-01 | 2019-06-30 | Calculated | {Measure:Quantity}*{Package Size}*3.69 | 0 | Calculated | {Measure:Quantity}*{Rebate per Package} | 0 | 2018-07-01 | 2019-06-30 | Calculated | {Measure:Quantity}*{Package Size}*86 |  |  | {Measure:Quantity}*{Package Size}*1.126*0.029 |  |  | {Measure:Quantity}*{Package Size}*{Factor:WinterCF}*0.029 | {Measure:Quantity}*{Package Size}*{Factor:SummerCF}*1.126*0.029 | {Measure:Quantity}*{Package Size}*10*-0.004 | {Measure:Quantity}*{Package Size}*-0.069 | {Measure:Quantity}*{Package Size}*-0.006 | {Measure:Quantity}*{Package Size}*-0.003 | {Measure:Quantity}*{Package Size}*-0.018 |  | 2018-07-01 | 2019-06-30 | 5 | 0.365 | 0.461 | 0.481 | 0.2 | 0.225 | 0.094 | 0.99 | 1 | 1 | 0.26 | 0.016 | {Measure:Quantity} | 1 | {Package Size} | 1 | [16 empty] | 86 | 0 | 0 | 0.032654 | 0 | 0 | 0.010585 | 0.015053 | -0.04 | -0.069 | -0.006 | -0.003 | -0.018 | 0 | Res | Default DR | 22.2384 | 12.1121 | -0.13049 | -0.5442 | -0.24399 | -9.0339 | -1.591 | 0 | 34.3505 | 11.5436 |  | 3.69 |  | 17.15 | 15.2336 | 75.6% | 3.1935 | 1 | 2.7675 | 75% | Electric |  | X=AS178*AU178*3.69 | X=AS178*AU178*86 | 0 | 0 | X=AS178*AU178*1.126*0.029 | 0 | 0 | X=AS178*AU178*AG178*0.029 | X=AS178*AU178*AH178*1.126*0.029 | X=AS178*AU178*10*-0.004 | X=AS178*AU178*-0.069 | X=AS178*AU178*-0.006 | X=AS178*AU178*-0.003 | X=AS178*AU178*-0.018 | 0 | AG: {Factor:WinterCF}; AH: {Factor:SummerCF}; AS: {Measure:Quantity}; AU: {Package Size} | {Measure:Quantity} | {Package Size} | [8 empty] | {Measure:Quantity} | {Package Size} | [8 empty] | {Measure:Quantity} | {Package Size} | [8 empty] | {Measure:Quantity} | {Package Size} | {Factor:WinterCF} | [7 empty] | {Measure:Quantity} | {Package Size} | {Factor:SummerCF} | [7 empty] | {Measure:Quantity} | {Package Size} | [8 empty] | {Measure:Quantity} | {Package Size} | [8 empty] | {Measure:Quantity} | {Package Size} | [8 empty] | {Measure:Quantity} | {Package Size} | [8 empty] | {Measure:Quantity} | {Package Size} | [18 empty] | 2
Distributor Lighting | LED Specialty Bulb PAR38/BR40 Long Life | LEDSPCPBDL | 2018-07-01 | 2019-06-30 | Calculated | {Measure:Quantity}*{Package Size}*11.66 | 0 | Calculated | {Measure:Quantity}*{Rebate per Package} | 0 | 2018-07-01 | 2019-06-30 | Calculated | {Measure:Quantity}*{Package Size}*203 |  |  | {Measure:Quantity}*{Package Size}*1.126*0.069 |  |  | {Measure:Quantity}*{Package Size}*{Factor:WinterCF}*0.069 | {Measure:Quantity}*{Package Size}*{Factor:SummerCF}*1.126*0.069 | {Measure:Quantity}*{Package Size}*10*-0.01 | {Measure:Quantity}*{Package Size}*-0.163 | {Measure:Quantity}*{Package Size}*-0.014 | {Measure:Quantity}*{Package Size}*-0.007 | {Measure:Quantity}*{Package Size}*-0.043 |  | 2018-07-01 | 2019-06-30 | 6 | 0.365 | 0.461 | 0.481 | 0.2 | 0.225 | 0.094 | 0.99 | 1 | 1 | 0.26 | 0.016 | {Measure:Quantity} | 1 | {Package Size} | 1 | [16 empty] | 203 | 0 | 0 | 0.077694 | 0 | 0 | 0.025185 | 0.035817 | -0.1 | -0.163 | -0.014 | -0.007 | -0.043 | 0 | Res | Default DR | 62.7447 | 34.0463 | -0.3914 | -1.5503 | -0.69506 | -25.9803 | -4.6403 | 0 | 96.7911 | 33.2573 |  | 11.66 |  | 36.72 | 44.9173 | 75.6% | 2.7966 | 1 | 8.745 | 75% | Electric |  | X=AS179*AU179*11.66 | X=AS179*AU179*203 | 0 | 0 | X=AS179*AU179*1.126*0.069 | 0 | 0 | X=AS179*AU179*AG179*0.069 | X=AS179*AU179*AH179*1.126*0.069 | X=AS179*AU179*10*-0.01 | X=AS179*AU179*-0.163 | X=AS179*AU179*-0.014 | X=AS179*AU179*-0.007 | X=AS179*AU179*-0.043 | 0 | AG: {Factor:WinterCF}; AH: {Factor:SummerCF}; AS: {Measure:Quantity}; AU: {Package Size} | {Measure:Quantity} | {Package Size} | [8 empty] | {Measure:Quantity} | {Package Size} | [8 empty] | {Measure:Quantity} | {Package Size} | [8 empty] | {Measure:Quantity} | {Package Size} | {Factor:WinterCF} | [7 empty] | {Measure:Quantity} | {Package Size} | {Factor:SummerCF} | [7 empty] | {Measure:Quantity} | {Package Size} | [8 empty] | {Measure:Quantity} | {Package Size} | [8 empty] | {Measure:Quantity} | {Package Size} | [8 empty] | {Measure:Quantity} | {Package Size} | [8 empty] | {Measure:Quantity} | {Package Size} | [18 empty] | 2
Distributor Lighting | LED Specialty Bulb PAR38/BR40 Short Life | LEDSPCPBDS | 2018-07-01 | 2019-06-30 | Calculated | {Measure:Quantity}*{Package Size}*11.66 | 0 | Calculated | {Measure:Quantity}*{Rebate per Package} | 0 | 2018-07-01 | 2019-06-30 | Calculated | {Measure:Quantity}*{Package Size}*203 |  |  | {Measure:Quantity}*{Package Size}*1.126*0.069 |  |  | {Measure:Quantity}*{Package Size}*{Factor:WinterCF}*0.069 | {Measure:Quantity}*{Package Size}*{Factor:SummerCF}*1.126*0.069 | {Measure:Quantity}*{Package Size}*10*-0.01 | {Measure:Quantity}*{Package Size}*-0.163 | {Measure:Quantity}*{Package Size}*-0.014 | {Measure:Quantity}*{Package Size}*-0.007 | {Measure:Quantity}*{Package Size}*-0.043 |  | 2018-07-01 | 2019-06-30 | 4 | 0.365 | 0.461 | 0.481 | 0.2 | 0.225 | 0.094 | 0.99 | 1 | 1 | 0.26 | 0.016 | {Measure:Quantity} | 1 | {Package Size} | 1 | [16 empty] | 203 | 0 | 0 | 0.077694 | 0 | 0 | 0.025185 | 0.035817 | -0.1 | -0.163 | -0.014 | -0.007 | -0.043 | 0 | Res | Default DR | 42.3504 | 23.5725 | -0.25997 | -0.98549 | -0.44184 | -16.5929 | -2.9498 | 0 | 65.9229 | 21.23 |  | 11.66 |  | 22.31 | 32.89 | 75.6% | 2.4706 | 1 | 8.745 | 75% | Electric |  | X=AS180*AU180*11.66 | X=AS180*AU180*203 | 0 | 0 | X=AS180*AU180*1.126*0.069 | 0 | 0 | X=AS180*AU180*AG180*0.069 | X=AS180*AU180*AH180*1.126*0.069 | X=AS180*AU180*10*-0.01 | X=AS180*AU180*-0.163 | X=AS180*AU180*-0.014 | X=AS180*AU180*-0.007 | X=AS180*AU180*-0.043 | 0 | AG: {Factor:WinterCF}; AH: {Factor:SummerCF}; AS: {Measure:Quantity}; AU: {Package Size} | {Measure:Quantity} | {Package Size} | [8 empty] | {Measure:Quantity} | {Package Size} | [8 empty] | {Measure:Quantity} | {Package Size} | [8 empty] | {Measure:Quantity} | {Package Size} | {Factor:WinterCF} | [7 empty] | {Measure:Quantity} | {Package Size} | {Factor:SummerCF} | [7 empty] | {Measure:Quantity} | {Package Size} | [8 empty] | {Measure:Quantity} | {Package Size} | [8 empty] | {Measure:Quantity} | {Package Size} | [8 empty] | {Measure:Quantity} | {Package Size} | [8 empty] | {Measure:Quantity} | {Package Size} | [18 empty] | 2
Distributor Lighting | LED Specialty Bulb PAR20/PAR30 Long Life | LEDSPCPRDL | 2018-07-01 | 2019-06-30 | Calculated | {Measure:Quantity}*{Package Size}*5.71 | 0 | Calculated | {Measure:Quantity}*{Rebate per Package} | 0 | 2018-07-01 | 2019-06-30 | Calculated | {Measure:Quantity}*{Package Size}*146 |  |  | {Measure:Quantity}*{Package Size}*1.126*0.05 |  |  | {Measure:Quantity}*{Package Size}*{Factor:WinterCF}*0.05 | {Measure:Quantity}*{Package Size}*{Factor:SummerCF}*1.126*0.05 | {Measure:Quantity}*{Package Size}*10*-0.007 | {Measure:Quantity}*{Package Size}*-0.117 | {Measure:Quantity}*{Package Size}*-0.01 | {Measure:Quantity}*{Package Size}*-0.005 | {Measure:Quantity}*{Package Size}*-0.031 |  | 2018-07-01 | 2019-06-30 | 6 | 0.365 | 0.461 | 0.481 | 0.2 | 0.225 | 0.094 | 0.99 | 1 | 1 | 0.26 | 0.016 | {Measure:Quantity} | 1 | {Package Size} | 1 | [16 empty] | 146 | 0 | 0 | 0.0563 | 0 | 0 | 0.01825 | 0.025954 | -0.07 | -0.117 | -0.01 | -0.005 | -0.031 | 0 | Res | Default DR | 45.1267 | 24.6713 | -0.27398 | -1.1073 | -0.49647 | -18.6484 | -3.3453 | 0 | 69.798 | 23.8716 |  | 5.71 |  | 63.09 | 29.5816 | 75.6% | 4.2917 | 1 | 4.2825 | 75% | Electric |  | X=AS181*AU181*5.71 | X=AS181*AU181*146 | 0 | 0 | X=AS181*AU181*1.126*0.05 | 0 | 0 | X=AS181*AU181*AG181*0.05 | X=AS181*AU181*AH181*1.126*0.05 | X=AS181*AU181*10*-0.007 | X=AS181*AU181*-0.117 | X=AS181*AU181*-0.01 | X=AS181*AU181*-0.005 | X=AS181*AU181*-0.031 | 0 | AG: {Factor:WinterCF}; AH: {Factor:SummerCF}; AS: {Measure:Quantity}; AU: {Package Size} | {Measure:Quantity} | {Package Size} | [8 empty] | {Measure:Quantity} | {Package Size} | [8 empty] | {Measure:Quantity} | {Package Size} | [8 empty] | {Measure:Quantity} | {Package Size} | {Factor:WinterCF} | [7 empty] | {Measure:Quantity} | {Package Size} | {Factor:SummerCF} | [7 empty] | {Measure:Quantity} | {Package Size} | [8 empty] | {Measure:Quantity} | {Package Size} | [8 empty] | {Measure:Quantity} | {Package Size} | [8 empty] | {Measure:Quantity} | {Package Size} | [8 empty] | {Measure:Quantity} | {Package Size} | [18 empty] | 2
Distributor Lighting | LED Specialty Bulb PAR20/PAR30 Short Life | LEDSPCPRDS | 2018-07-01 | 2019-06-30 | Calculated | {Measure:Quantity}*{Package Size}*5.71 | 0 | Calculated | {Measure:Quantity}*{Rebate per Package} | 0 | 2018-07-01 | 2019-06-30 | Calculated | {Measure:Quantity}*{Package Size}*146 |  |  | {Measure:Quantity}*{Package Size}*1.126*0.05 |  |  | {Measure:Quantity}*{Package Size}*{Factor:WinterCF}*0.05 | {Measure:Quantity}*{Package Size}*{Factor:SummerCF}*1.126*0.05 | {Measure:Quantity}*{Package Size}*10*-0.007 | {Measure:Quantity}*{Package Size}*-0.117 | {Measure:Quantity}*{Package Size}*-0.01 | {Measure:Quantity}*{Package Size}*-0.005 | {Measure:Quantity}*{Package Size}*-0.031 |  | 2018-07-01 | 2019-06-30 | 4 | 0.365 | 0.461 | 0.481 | 0.2 | 0.225 | 0.094 | 0.99 | 1 | 1 | 0.26 | 0.016 | {Measure:Quantity} | 1 | {Package Size} | 1 | [16 empty] | 146 | 0 | 0 | 0.0563 | 0 | 0 | 0.01825 | 0.025954 | -0.07 | -0.117 | -0.01 | -0.005 | -0.031 | 0 | Res | Default DR | 30.4589 | 17.0815 | -0.18198 | -0.70392 | -0.3156 | -11.9103 | -2.1266 | 0 | 47.5404 | 15.2383 |  | 5.71 |  | 38.34 | 20.9483 | 75.6% | 3.8459 | 1 | 4.2825 | 75% | Electric |  | X=AS182*AU182*5.71 | X=AS182*AU182*146 | 0 | 0 | X=AS182*AU182*1.126*0.05 | 0 | 0 | X=AS182*AU182*AG182*0.05 | X=AS182*AU182*AH182*1.126*0.05 | X=AS182*AU182*10*-0.007 | X=AS182*AU182*-0.117 | X=AS182*AU182*-0.01 | X=AS182*AU182*-0.005 | X=AS182*AU182*-0.031 | 0 | AG: {Factor:WinterCF}; AH: {Factor:SummerCF}; AS: {Measure:Quantity}; AU: {Package Size} | {Measure:Quantity} | {Package Size} | [8 empty] | {Measure:Quantity} | {Package Size} | [8 empty] | {Measure:Quantity} | {Package Size} | [8 empty] | {Measure:Quantity} | {Package Size} | {Factor:WinterCF} | [7 empty] | {Measure:Quantity} | {Package Size} | {Factor:SummerCF} | [7 empty] | {Measure:Quantity} | {Package Size} | [8 empty] | {Measure:Quantity} | {Package Size} | [8 empty] | {Measure:Quantity} | {Package Size} | [8 empty] | {Measure:Quantity} | {Package Size} | [8 empty] | {Measure:Quantity} | {Package Size} | [18 empty] | 2
Distributor Lighting | LED Standard Bulb Long Life | LEDSTDLLD | 2018-07-01 | 2019-06-30 | Calculated | {Measure:Quantity}*{Package Size}*3.24 | 0 | Calculated | {Measure:Quantity}*{Rebate per Package} | 0 | 2018-07-01 | 2019-06-30 | Calculated | {Measure:Quantity}*{Package Size}*109 |  |  | {Measure:Quantity}*{Package Size}*1.126*0.037 |  |  | {Measure:Quantity}*{Package Size}*{Factor:WinterCF}*0.037 | {Measure:Quantity}*{Package Size}*{Factor:SummerCF}*1.126*0.037 | {Measure:Quantity}*{Package Size}*10*-0.005 | {Measure:Quantity}*{Package Size}*-0.087 | {Measure:Quantity}*{Package Size}*-0.008 | {Measure:Quantity}*{Package Size}*-0.004 | {Measure:Quantity}*{Package Size}*-0.023 |  | 2018-07-01 | 2019-06-30 | 5 | 0.365 | 0.461 | 0.481 | 0.2 | 0.225 | 0.094 | 0.99 | 1 | 1 | 0.26 | 0.016 | {Measure:Quantity} | 1 | {Package Size} | 1 | [16 empty] | 109 | 0 | 0 | 0.041662 | 0 | 0 | 0.013505 | 0.019206 | -0.05 | -0.087 | -0.008 | -0.004 | -0.023 | 0 | Res | Default DR | 28.1859 | 15.4534 | -0.16311 | -0.7256 | -0.32532 | -11.3906 | -2.033 | 0 | 43.6393 | 14.6376 |  | 3.24 |  | 12.56 | 17.8776 | 75.6% | 3.0114 | 1 | 2.43 | 75% | Electric |  | X=AS183*AU183*3.24 | X=AS183*AU183*109 | 0 | 0 | X=AS183*AU183*1.126*0.037 | 0 | 0 | X=AS183*AU183*AG183*0.037 | X=AS183*AU183*AH183*1.126*0.037 | X=AS183*AU183*10*-0.005 | X=AS183*AU183*-0.087 | X=AS183*AU183*-0.008 | X=AS183*AU183*-0.004 | X=AS183*AU183*-0.023 | 0 | AG: {Factor:WinterCF}; AH: {Factor:SummerCF}; AS: {Measure:Quantity}; AU: {Package Size} | {Measure:Quantity} | {Package Size} | [8 empty] | {Measure:Quantity} | {Package Size} | [8 empty] | {Measure:Quantity} | {Package Size} | [8 empty] | {Measure:Quantity} | {Package Size} | {Factor:WinterCF} | [7 empty] | {Measure:Quantity} | {Package Size} | {Factor:SummerCF} | [7 empty] | {Measure:Quantity} | {Package Size} | [8 empty] | {Measure:Quantity} | {Package Size} | [8 empty] | {Measure:Quantity} | {Package Size} | [8 empty] | {Measure:Quantity} | {Package Size} | [8 empty] | {Measure:Quantity} | {Package Size} | [18 empty] | 2
Distributor Lighting | LED Standard Bulb Short Life | LEDSTDSLD | 2018-07-01 | 2019-06-30 | Calculated | {Measure:Quantity}*{Package Size}*2.73 | 0 | Calculated | {Measure:Quantity}*{Rebate per Package} | 0 | 2018-07-01 | 2019-06-30 | Calculated | {Measure:Quantity}*{Package Size}*109 |  |  | {Measure:Quantity}*{Package Size}*1.126*0.037 |  |  | {Measure:Quantity}*{Package Size}*{Factor:WinterCF}*0.037 | {Measure:Quantity}*{Package Size}*{Factor:SummerCF}*1.126*0.037 | {Measure:Quantity}*{Package Size}*10*-0.005 | {Measure:Quantity}*{Package Size}*-0.087 | {Measure:Quantity}*{Package Size}*-0.008 | {Measure:Quantity}*{Package Size}*-0.004 | {Measure:Quantity}*{Package Size}*-0.023 |  | 2018-07-01 | 2019-06-30 | 4 | 0.453 | 0.609 | 0.481 | 0.2 | 0.225 | 0.094 | 0.99 | 1 | 1 | 0.26 | 0.016 | {Measure:Quantity} | 1 | {Package Size} | 1 | [16 empty] | 109 | 0 | 0 | 0.041662 | 0 | 0 | 0.016761 | 0.025372 | -0.05 | -0.087 | -0.008 | -0.004 | -0.023 | 0 | Res | Default DR | 22.7399 | 16.1078 | -0.12998 | -0.56314 | -0.25248 | -8.8563 | -1.5778 | 0 | 38.8477 | 11.3797 |  | 2.73 |  | 7.63 | 14.1097 | 75.6% | 3.1466 | 1 | 2.0475 | 75% | Electric |  | X=AS184*AU184*2.73 | X=AS184*AU184*109 | 0 | 0 | X=AS184*AU184*1.126*0.037 | 0 | 0 | X=AS184*AU184*AG184*0.037 | X=AS184*AU184*AH184*1.126*0.037 | X=AS184*AU184*10*-0.005 | X=AS184*AU184*-0.087 | X=AS184*AU184*-0.008 | X=AS184*AU184*-0.004 | X=AS184*AU184*-0.023 | 0 | AG: {Factor:WinterCF}; AH: {Factor:SummerCF}; AS: {Measure:Quantity}; AU: {Package Size} | {Measure:Quantity} | {Package Size} | [8 empty] | {Measure:Quantity} | {Package Size} | [8 empty] | {Measure:Quantity} | {Package Size} | [8 empty] | {Measure:Quantity} | {Package Size} | {Factor:WinterCF} | [7 empty] | {Measure:Quantity} | {Package Size} | {Factor:SummerCF} | [7 empty] | {Measure:Quantity} | {Package Size} | [8 empty] | {Measure:Quantity} | {Package Size} | [8 empty] | {Measure:Quantity} | {Package Size} | [8 empty] | {Measure:Quantity} | {Package Size} | [8 empty] | {Measure:Quantity} | {Package Size} | [18 empty] | 2
Distributor Lighting | TLED_TYPE_A_2ft - long life | S110A2L | 2018-07-01 | 2019-06-30 | Calculated | {Measure:Quantity}*{Package Size}*9.95 | 0 | Calculated | {Measure:Quantity}*{Rebate per Package} | 0.13 | 2018-07-01 | 2019-06-30 | Calculated | {Measure:Quantity}*{Package Size}*76 |  |  | {Measure:Quantity}*{Package Size}*1.126*0.026 |  |  | {Measure:Quantity}*{Package Size}*{Factor:WinterCF}*0.026 | {Measure:Quantity}*{Package Size}*{Factor:SummerCF}*1.126*0.026 | {Measure:Quantity}*{Package Size}*10*-0.004 | {Measure:Quantity}*{Package Size}*-0.061 | {Measure:Quantity}*{Package Size}*-0.005 | {Measure:Quantity}*{Package Size}*-0.003 | {Measure:Quantity}*{Package Size}*-0.016 |  | 2018-07-01 | 2019-06-30 | 18 | 0.365 | 0.461 | 0.481 | 0.2 | 0.225 | 0.094 | 0.99 | 1 | 1 | 0.26 | 0.016 | {Measure:Quantity} | 1 | {Package Size} | 1 | [16 empty] | 76 | 0 | 0 | 0.029276 | 0 | 0 | 0.00949 | 0.013496 | -0.04 | -0.061 | -0.005 | -0.003 | -0.016 | 0 | Res | Default DR | 60.9808 | 36.2102 | -0.43124 | -1.6443 | -0.88466 | -27.8156 | -5.1278 | 0 | 97.191 | 35.9036 |  | 9.95 |  | 28.62 | 45.8536 | 75.6% | 2.6068 | 1 | 7.4625 | 75% | Electric |  | X=AS185*AU185*9.95 | X=AS185*AU185*76 | 0 | 0 | X=AS185*AU185*1.126*0.026 | 0 | 0 | X=AS185*AU185*AG185*0.026 | X=AS185*AU185*AH185*1.126*0.026 | X=AS185*AU185*10*-0.004 | X=AS185*AU185*-0.061 | X=AS185*AU185*-0.005 | X=AS185*AU185*-0.003 | X=AS185*AU185*-0.016 | 0 | AG: {Factor:WinterCF}; AH: {Factor:SummerCF}; AS: {Measure:Quantity}; AU: {Package Size} | {Measure:Quantity} | {Package Size} | [8 empty] | {Measure:Quantity} | {Package Size} | [8 empty] | {Measure:Quantity} | {Package Size} | [8 empty] | {Measure:Quantity} | {Package Size} | {Factor:WinterCF} | [7 empty] | {Measure:Quantity} | {Package Size} | {Factor:SummerCF} | [7 empty] | {Measure:Quantity} | {Package Size} | [8 empty] | {Measure:Quantity} | {Package Size} | [8 empty] | {Measure:Quantity} | {Package Size} | [8 empty] | {Measure:Quantity} | {Package Size} | [8 empty] | {Measure:Quantity} | {Package Size} | [18 empty] | 2
Distributor Lighting | TLED_TYPE_A_2ft - short life | S110A2S | 2018-07-01 | 2019-06-30 | Calculated | {Measure:Quantity}*{Package Size}*9.95 | 0 | Calculated | {Measure:Quantity}*{Rebate per Package} | 0.29 | 2018-07-01 | 2019-06-30 | Calculated | {Measure:Quantity}*{Package Size}*76 |  |  | {Measure:Quantity}*{Package Size}*1.126*0.026 |  |  | {Measure:Quantity}*{Package Size}*{Factor:WinterCF}*0.026 | {Measure:Quantity}*{Package Size}*{Factor:SummerCF}*1.126*0.026 | {Measure:Quantity}*{Package Size}*10*-0.004 | {Measure:Quantity}*{Package Size}*-0.061 | {Measure:Quantity}*{Package Size}*-0.005 | {Measure:Quantity}*{Package Size}*-0.003 | {Measure:Quantity}*{Package Size}*-0.016 |  | 2018-07-01 | 2019-06-30 | 9 | 0.365 | 0.461 | 0.481 | 0.2 | 0.225 | 0.094 | 0.99 | 1 | 1 | 0.26 | 0.016 | {Measure:Quantity} | 1 | {Package Size} | 1 | [16 empty] | 76 | 0 | 0 | 0.029276 | 0 | 0 | 0.00949 | 0.013496 | -0.04 | -0.061 | -0.005 | -0.003 | -0.016 | 0 | Res | Default DR | 34.0209 | 18.834 | -0.23136 | -0.84772 | -0.45609 | -14.6634 | -2.6436 | 0 | 52.8548 | 18.8422 |  | 9.95 |  |  | 28.7922 | 75.6% | 1.694 | 1 | 7.4625 | 75% | Electric |  | X=AS186*AU186*9.95 | X=AS186*AU186*76 | 0 | 0 | X=AS186*AU186*1.126*0.026 | 0 | 0 | X=AS186*AU186*AG186*0.026 | X=AS186*AU186*AH186*1.126*0.026 | X=AS186*AU186*10*-0.004 | X=AS186*AU186*-0.061 | X=AS186*AU186*-0.005 | X=AS186*AU186*-0.003 | X=AS186*AU186*-0.016 | 0 | AG: {Factor:WinterCF}; AH: {Factor:SummerCF}; AS: {Measure:Quantity}; AU: {Package Size} | {Measure:Quantity} | {Package Size} | [8 empty] | {Measure:Quantity} | {Package Size} | [8 empty] | {Measure:Quantity} | {Package Size} | [8 empty] | {Measure:Quantity} | {Package Size} | {Factor:WinterCF} | [7 empty] | {Measure:Quantity} | {Package Size} | {Factor:SummerCF} | [7 empty] | {Measure:Quantity} | {Package Size} | [8 empty] | {Measure:Quantity} | {Package Size} | [8 empty] | {Measure:Quantity} | {Package Size} | [8 empty] | {Measure:Quantity} | {Package Size} | [8 empty] | {Measure:Quantity} | {Package Size} | [18 empty] | 2
Distributor Lighting | TLED_TYPE_A_4ft - long life | S110A4L | 2018-07-01 | 2019-06-30 | Calculated | {Measure:Quantity}*{Package Size}*5.55 | 0 | Calculated | {Measure:Quantity}*{Rebate per Package} | 0.14 | 2018-07-01 | 2019-06-30 | Calculated | {Measure:Quantity}*{Package Size}*233 |  |  | {Measure:Quantity}*{Package Size}*1.126*0.08 |  |  | {Measure:Quantity}*{Package Size}*{Factor:WinterCF}*0.08 | {Measure:Quantity}*{Package Size}*{Factor:SummerCF}*1.126*0.08 | {Measure:Quantity}*{Package Size}*10*-0.011 | {Measure:Quantity}*{Package Size}*-0.187 | {Measure:Quantity}*{Package Size}*-0.016 | {Measure:Quantity}*{Package Size}*-0.008 | {Measure:Quantity}*{Package Size}*-0.049 |  | 2018-07-01 | 2019-06-30 | 18 | 0.365 | 0.461 | 0.481 | 0.2 | 0.225 | 0.094 | 0.99 | 1 | 1 | 0.26 | 0.016 | {Measure:Quantity} | 1 | {Package Size} | 1 | [16 empty] | 233 | 0 | 0 | 0.09008 | 0 | 0 | 0.0292 | 0.041527 | -0.11 | -0.187 | -0.016 | -0.008 | -0.049 | 0 | Res | Default DR | 186.9544 | 111.416 | -1.1859 | -5.2618 | -2.3591 | -85.2708 | -15.7039 | 0 | 298.3704 | 109.7815 |  | 5.55 |  | 28.62 | 115.3315 | 75.6% | 2.8026 | 1 | 4.1625 | 75% | Electric |  | X=AS187*AU187*5.55 | X=AS187*AU187*233 | 0 | 0 | X=AS187*AU187*1.126*0.08 | 0 | 0 | X=AS187*AU187*AG187*0.08 | X=AS187*AU187*AH187*1.126*0.08 | X=AS187*AU187*10*-0.011 | X=AS187*AU187*-0.187 | X=AS187*AU187*-0.016 | X=AS187*AU187*-0.008 | X=AS187*AU187*-0.049 | 0 | AG: {Factor:WinterCF}; AH: {Factor:SummerCF}; AS: {Measure:Quantity}; AU: {Package Size} | {Measure:Quantity} | {Package Size} | [8 empty] | {Measure:Quantity} | {Package Size} | [8 empty] | {Measure:Quantity} | {Package Size} | [8 empty] | {Measure:Quantity} | {Package Size} | {Factor:WinterCF} | [7 empty] | {Measure:Quantity} | {Package Size} | {Factor:SummerCF} | [7 empty] | {Measure:Quantity} | {Package Size} | [8 empty] | {Measure:Quantity} | {Package Size} | [8 empty] | {Measure:Quantity} | {Package Size} | [8 empty] | {Measure:Quantity} | {Package Size} | [8 empty] | {Measure:Quantity} | {Package Size} | [18 empty] | 2
Distributor Lighting | TLED_TYPE_A_4ft - short life | S110A4S | 2018-07-01 | 2019-06-30 | Calculated | {Measure:Quantity}*{Package Size}*5.55 | 0 | Calculated | {Measure:Quantity}*{Rebate per Package} | 0.3 | 2018-07-01 | 2019-06-30 | Calculated | {Measure:Quantity}*{Package Size}*233 |  |  | {Measure:Quantity}*{Package Size}*1.126*0.08 |  |  | {Measure:Quantity}*{Package Size}*{Factor:WinterCF}*0.08 | {Measure:Quantity}*{Package Size}*{Factor:SummerCF}*1.126*0.08 | {Measure:Quantity}*{Package Size}*10*-0.011 | {Measure:Quantity}*{Package Size}*-0.187 | {Measure:Quantity}*{Package Size}*-0.016 | {Measure:Quantity}*{Package Size}*-0.008 | {Measure:Quantity}*{Package Size}*-0.049 |  | 2018-07-01 | 2019-06-30 | 9 | 0.365 | 0.461 | 0.481 | 0.2 | 0.225 | 0.094 | 0.99 | 1 | 1 | 0.26 | 0.016 | {Measure:Quantity} | 1 | {Package Size} | 1 | [16 empty] | 233 | 0 | 0 | 0.09008 | 0 | 0 | 0.0292 | 0.041527 | -0.11 | -0.187 | -0.016 | -0.008 | -0.049 | 0 | Res | Default DR | 104.3008 | 57.9506 | -0.63624 | -2.7127 | -1.2162 | -44.9518 | -8.0961 | 0 | 162.2515 | 57.613 |  | 5.55 |  |  | 63.163 | 75.6% | 2.5153 | 1 | 4.1625 | 75% | Electric |  | X=AS188*AU188*5.55 | X=AS188*AU188*233 | 0 | 0 | X=AS188*AU188*1.126*0.08 | 0 | 0 | X=AS188*AU188*AG188*0.08 | X=AS188*AU188*AH188*1.126*0.08 | X=AS188*AU188*10*-0.011 | X=AS188*AU188*-0.187 | X=AS188*AU188*-0.016 | X=AS188*AU188*-0.008 | X=AS188*AU188*-0.049 | 0 | AG: {Factor:WinterCF}; AH: {Factor:SummerCF}; AS: {Measure:Quantity}; AU: {Package Size} | {Measure:Quantity} | {Package Size} | [8 empty] | {Measure:Quantity} | {Package Size} | [8 empty] | {Measure:Quantity} | {Package Size} | [8 empty] | {Measure:Quantity} | {Package Size} | {Factor:WinterCF} | [7 empty] | {Measure:Quantity} | {Package Size} | {Factor:SummerCF} | [7 empty] | {Measure:Quantity} | {Package Size} | [8 empty] | {Measure:Quantity} | {Package Size} | [8 empty] | {Measure:Quantity} | {Package Size} | [8 empty] | {Measure:Quantity} | {Package Size} | [8 empty] | {Measure:Quantity} | {Package Size} | [18 empty] | 2
Distributor Lighting | TLED_TYPE_C_2ft - long life | S110C2L | 2018-07-01 | 2019-06-30 | Calculated | {Measure:Quantity}*{Package Size}*9.95 | 0 | Calculated | {Measure:Quantity}*{Rebate per Package} | 0.15 | 2018-07-01 | 2019-06-30 | Calculated | {Measure:Quantity}*{Package Size}*76 |  |  | {Measure:Quantity}*{Package Size}*1.126*0.026 |  |  | {Measure:Quantity}*{Package Size}*{Factor:WinterCF}*0.026 | {Measure:Quantity}*{Package Size}*{Factor:SummerCF}*1.126*0.026 | {Measure:Quantity}*{Package Size}*10*-0.004 | {Measure:Quantity}*{Package Size}*-0.061 | {Measure:Quantity}*{Package Size}*-0.005 | {Measure:Quantity}*{Package Size}*-0.003 | {Measure:Quantity}*{Package Size}*-0.016 |  | 2018-07-01 | 2019-06-30 | 18 | 0.365 | 0.461 | 0.481 | 0.2 | 0.225 | 0.094 | 0.99 | 1 | 1 | 0.26 | 0.016 | {Measure:Quantity} | 1 | {Package Size} | 1 | [16 empty] | 76 | 0 | 0 | 0.029276 | 0 | 0 | 0.00949 | 0.013496 | -0.04 | -0.061 | -0.005 | -0.003 | -0.016 | 0 | Res | Default DR | 60.9808 | 36.2102 | -0.43124 | -1.6443 | -0.88466 | -27.8156 | -5.1278 | 0 | 97.191 | 35.9036 |  | 9.95 |  |  | 45.8536 | 75.6% | 2.0138 | 1 | 7.4625 | 75% | Electric |  | X=AS189*AU189*9.95 | X=AS189*AU189*76 | 0 | 0 | X=AS189*AU189*1.126*0.026 | 0 | 0 | X=AS189*AU189*AG189*0.026 | X=AS189*AU189*AH189*1.126*0.026 | X=AS189*AU189*10*-0.004 | X=AS189*AU189*-0.061 | X=AS189*AU189*-0.005 | X=AS189*AU189*-0.003 | X=AS189*AU189*-0.016 | 0 | AG: {Factor:WinterCF}; AH: {Factor:SummerCF}; AS: {Measure:Quantity}; AU: {Package Size} | {Measure:Quantity} | {Package Size} | [8 empty] | {Measure:Quantity} | {Package Size} | [8 empty] | {Measure:Quantity} | {Package Size} | [8 empty] | {Measure:Quantity} | {Package Size} | {Factor:WinterCF} | [7 empty] | {Measure:Quantity} | {Package Size} | {Factor:SummerCF} | [7 empty] | {Measure:Quantity} | {Package Size} | [8 empty] | {Measure:Quantity} | {Package Size} | [8 empty] | {Measure:Quantity} | {Package Size} | [8 empty] | {Measure:Quantity} | {Package Size} | [8 empty] | {Measure:Quantity} | {Package Size} | [18 empty] | 2
Distributor Lighting | TLED_TYPE_C_2ft - short life | S110C2S | 2018-07-01 | 2019-06-30 | Calculated | {Measure:Quantity}*{Package Size}*9.95 | 0 | Calculated | {Measure:Quantity}*{Rebate per Package} | 0.31 | 2018-07-01 | 2019-06-30 | Calculated | {Measure:Quantity}*{Package Size}*76 |  |  | {Measure:Quantity}*{Package Size}*1.126*0.026 |  |  | {Measure:Quantity}*{Package Size}*{Factor:WinterCF}*0.026 | {Measure:Quantity}*{Package Size}*{Factor:SummerCF}*1.126*0.026 | {Measure:Quantity}*{Package Size}*10*-0.004 | {Measure:Quantity}*{Package Size}*-0.061 | {Measure:Quantity}*{Package Size}*-0.005 | {Measure:Quantity}*{Package Size}*-0.003 | {Measure:Quantity}*{Package Size}*-0.016 |  | 2018-07-01 | 2019-06-30 | 9 | 0.365 | 0.461 | 0.481 | 0.2 | 0.225 | 0.094 | 0.99 | 1 | 1 | 0.26 | 0.016 | {Measure:Quantity} | 1 | {Package Size} | 1 | [16 empty] | 76 | 0 | 0 | 0.029276 | 0 | 0 | 0.00949 | 0.013496 | -0.04 | -0.061 | -0.005 | -0.003 | -0.016 | 0 | Res | Default DR | 34.0209 | 18.834 | -0.23136 | -0.84772 | -0.45609 | -14.6634 | -2.6436 | 0 | 52.8548 | 18.8422 |  | 9.95 |  |  | 28.7922 | 75.6% | 1.694 | 1 | 7.4625 | 75% | Electric |  | X=AS190*AU190*9.95 | X=AS190*AU190*76 | 0 | 0 | X=AS190*AU190*1.126*0.026 | 0 | 0 | X=AS190*AU190*AG190*0.026 | X=AS190*AU190*AH190*1.126*0.026 | X=AS190*AU190*10*-0.004 | X=AS190*AU190*-0.061 | X=AS190*AU190*-0.005 | X=AS190*AU190*-0.003 | X=AS190*AU190*-0.016 | 0 | AG: {Factor:WinterCF}; AH: {Factor:SummerCF}; AS: {Measure:Quantity}; AU: {Package Size} | {Measure:Quantity} | {Package Size} | [8 empty] | {Measure:Quantity} | {Package Size} | [8 empty] | {Measure:Quantity} | {Package Size} | [8 empty] | {Measure:Quantity} | {Package Size} | {Factor:WinterCF} | [7 empty] | {Measure:Quantity} | {Package Size} | {Factor:SummerCF} | [7 empty] | {Measure:Quantity} | {Package Size} | [8 empty] | {Measure:Quantity} | {Package Size} | [8 empty] | {Measure:Quantity} | {Package Size} | [8 empty] | {Measure:Quantity} | {Package Size} | [8 empty] | {Measure:Quantity} | {Package Size} | [18 empty] | 2
Distributor Lighting | TLED_TYPE_C_4ft - long life | S110C4L | 2018-07-01 | 2019-06-30 | Calculated | {Measure:Quantity}*{Package Size}*5.55 | 0 | Calculated | {Measure:Quantity}*{Rebate per Package} | 0.16 | 2018-07-01 | 2019-06-30 | Calculated | {Measure:Quantity}*{Package Size}*233 |  |  | {Measure:Quantity}*{Package Size}*1.126*0.08 |  |  | {Measure:Quantity}*{Package Size}*{Factor:WinterCF}*0.08 | {Measure:Quantity}*{Package Size}*{Factor:SummerCF}*1.126*0.08 | {Measure:Quantity}*{Package Size}*10*-0.011 | {Measure:Quantity}*{Package Size}*-0.187 | {Measure:Quantity}*{Package Size}*-0.016 | {Measure:Quantity}*{Package Size}*-0.008 | {Measure:Quantity}*{Package Size}*-0.049 |  | 2018-07-01 | 2019-06-30 | 18 | 0.365 | 0.461 | 0.481 | 0.2 | 0.225 | 0.094 | 0.99 | 1 | 1 | 0.26 | 0.016 | {Measure:Quantity} | 1 | {Package Size} | 1 | [16 empty] | 233 | 0 | 0 | 0.09008 | 0 | 0 | 0.0292 | 0.041527 | -0.11 | -0.187 | -0.016 | -0.008 | -0.049 | 0 | Res | Default DR | 186.9544 | 111.416 | -1.1859 | -5.2618 | -2.3591 | -85.2708 | -15.7039 | 0 | 298.3704 | 109.7815 |  | 5.55 |  |  | 115.3315 | 75.6% | 2.5573 | 1 | 4.1625 | 75% | Electric |  | X=AS191*AU191*5.55 | X=AS191*AU191*233 | 0 | 0 | X=AS191*AU191*1.126*0.08 | 0 | 0 | X=AS191*AU191*AG191*0.08 | X=AS191*AU191*AH191*1.126*0.08 | X=AS191*AU191*10*-0.011 | X=AS191*AU191*-0.187 | X=AS191*AU191*-0.016 | X=AS191*AU191*-0.008 | X=AS191*AU191*-0.049 | 0 | AG: {Factor:WinterCF}; AH: {Factor:SummerCF}; AS: {Measure:Quantity}; AU: {Package Size} | {Measure:Quantity} | {Package Size} | [8 empty] | {Measure:Quantity} | {Package Size} | [8 empty] | {Measure:Quantity} | {Package Size} | [8 empty] | {Measure:Quantity} | {Package Size} | {Factor:WinterCF} | [7 empty] | {Measure:Quantity} | {Package Size} | {Factor:SummerCF} | [7 empty] | {Measure:Quantity} | {Package Size} | [8 empty] | {Measure:Quantity} | {Package Size} | [8 empty] | {Measure:Quantity} | {Package Size} | [8 empty] | {Measure:Quantity} | {Package Size} | [8 empty] | {Measure:Quantity} | {Package Size} | [18 empty] | 2
Distributor Lighting | TLED_TYPE_C_4ft - short life | S110C4S | 2018-07-01 | 2019-06-30 | Calculated | {Measure:Quantity}*{Package Size}*5.55 | 0 | Calculated | {Measure:Quantity}*{Rebate per Package} | 0.32 | 2018-07-01 | 2019-06-30 | Calculated | {Measure:Quantity}*{Package Size}*233 |  |  | {Measure:Quantity}*{Package Size}*1.126*0.08 |  |  | {Measure:Quantity}*{Package Size}*{Factor:WinterCF}*0.08 | {Measure:Quantity}*{Package Size}*{Factor:SummerCF}*1.126*0.08 | {Measure:Quantity}*{Package Size}*10*-0.011 | {Measure:Quantity}*{Package Size}*-0.187 | {Measure:Quantity}*{Package Size}*-0.016 | {Measure:Quantity}*{Package Size}*-0.008 | {Measure:Quantity}*{Package Size}*-0.049 |  | 2018-07-01 | 2019-06-30 | 9 | 0.365 | 0.461 | 0.481 | 0.2 | 0.225 | 0.094 | 0.99 | 1 | 1 | 0.26 | 0.016 | {Measure:Quantity} | 1 | {Package Size} | 1 | [16 empty] | 233 | 0 | 0 | 0.09008 | 0 | 0 | 0.0292 | 0.041527 | -0.11 | -0.187 | -0.016 | -0.008 | -0.049 | 0 | Res | Default DR | 104.3008 | 57.9506 | -0.63624 | -2.7127 | -1.2162 | -44.9518 | -8.0961 | 0 | 162.2515 | 57.613 |  | 5.55 |  |  | 63.163 | 75.6% | 2.5153 | 1 | 4.1625 | 75% | Electric |  | X=AS192*AU192*5.55 | X=AS192*AU192*233 | 0 | 0 | X=AS192*AU192*1.126*0.08 | 0 | 0 | X=AS192*AU192*AG192*0.08 | X=AS192*AU192*AH192*1.126*0.08 | X=AS192*AU192*10*-0.011 | X=AS192*AU192*-0.187 | X=AS192*AU192*-0.016 | X=AS192*AU192*-0.008 | X=AS192*AU192*-0.049 | 0 | AG: {Factor:WinterCF}; AH: {Factor:SummerCF}; AS: {Measure:Quantity}; AU: {Package Size} | {Measure:Quantity} | {Package Size} | [8 empty] | {Measure:Quantity} | {Package Size} | [8 empty] | {Measure:Quantity} | {Package Size} | [8 empty] | {Measure:Quantity} | {Package Size} | {Factor:WinterCF} | [7 empty] | {Measure:Quantity} | {Package Size} | {Factor:SummerCF} | [7 empty] | {Measure:Quantity} | {Package Size} | [8 empty] | {Measure:Quantity} | {Package Size} | [8 empty] | {Measure:Quantity} | {Package Size} | [8 empty] | {Measure:Quantity} | {Package Size} | [8 empty] | {Measure:Quantity} | {Package Size} | [18 empty] | 2
Distributor Lighting | Bay_Type_A>50 W - long life | S64AHL | 2018-07-01 | 2019-06-30 | Calculated | {Measure:Quantity}*{Package Size}*190 | 0 | Calculated | {Measure:Quantity}*{Rebate per Package} | 0.02 | 2018-07-01 | 2019-06-30 | Calculated | {Measure:Quantity}*{Package Size}*1026 |  |  | {Measure:Quantity}*{Package Size}*1.144*0.264 |  |  | {Measure:Quantity}*{Package Size}*{Factor:WinterCF}*0.264 | {Measure:Quantity}*{Package Size}*{Factor:SummerCF}*1.126*0.264 | {Measure:Quantity}*{Package Size}*10*-0.034 | {Measure:Quantity}*{Package Size}*-0.576 | {Measure:Quantity}*{Package Size}*-0.051 | {Measure:Quantity}*{Package Size}*-0.025 | {Measure:Quantity}*{Package Size}*-0.153 |  | 2018-07-01 | 2019-06-30 | 13 | 0.453 | 0.609 | 0.49 | 0.19 | 0.23 | 0.09 | 0.99 | 1 | 1 | 0.26 | 0.016 | {Measure:Quantity} | 1 | {Package Size} | 1 | [16 empty] | 1026 | 0 | 0 | 0.30202 | 0 | 0 | 0.11959 | 0.18103 | -0.34 | -0.576 | -0.051 | -0.025 | -0.153 | 0 | Res | Default DR | 636.875 | 347.3709 | -2.7682 | -12.397 | -5.4492 | -196.034 | -36.2442 | 0 | 984.2459 | 252.8927 |  | 190 |  | 509.59 | 442.8927 | 75.6% | 3.0556 | 1 | 142.5 | 75% | Electric |  | X=AS193*AU193*190 | X=AS193*AU193*1026 | 0 | 0 | X=AS193*AU193*1.144*0.264 | 0 | 0 | X=AS193*AU193*AG193*0.264 | X=AS193*AU193*AH193*1.126*0.264 | X=AS193*AU193*10*-0.034 | X=AS193*AU193*-0.576 | X=AS193*AU193*-0.051 | X=AS193*AU193*-0.025 | X=AS193*AU193*-0.153 | 0 | AG: {Factor:WinterCF}; AH: {Factor:SummerCF}; AS: {Measure:Quantity}; AU: {Package Size} | {Measure:Quantity} | {Package Size} | [8 empty] | {Measure:Quantity} | {Package Size} | [8 empty] | {Measure:Quantity} | {Package Size} | [8 empty] | {Measure:Quantity} | {Package Size} | {Factor:WinterCF} | [7 empty] | {Measure:Quantity} | {Package Size} | {Factor:SummerCF} | [7 empty] | {Measure:Quantity} | {Package Size} | [8 empty] | {Measure:Quantity} | {Package Size} | [8 empty] | {Measure:Quantity} | {Package Size} | [8 empty] | {Measure:Quantity} | {Package Size} | [8 empty] | {Measure:Quantity} | {Package Size} | [18 empty] | 2
Distributor Lighting | Bay_Type_A>50 W - short life | S64AHS | 2018-07-01 | 2019-06-30 | Calculated | {Measure:Quantity}*{Package Size}*190 | 0 | Calculated | {Measure:Quantity}*{Rebate per Package} | 0.18 | 2018-07-01 | 2019-06-30 | Calculated | {Measure:Quantity}*{Package Size}*1026 |  |  | {Measure:Quantity}*{Package Size}*1.144*0.264 |  |  | {Measure:Quantity}*{Package Size}*{Factor:WinterCF}*0.264 | {Measure:Quantity}*{Package Size}*{Factor:SummerCF}*1.126*0.264 | {Measure:Quantity}*{Package Size}*10*-0.034 | {Measure:Quantity}*{Package Size}*-0.576 | {Measure:Quantity}*{Package Size}*-0.051 | {Measure:Quantity}*{Package Size}*-0.025 | {Measure:Quantity}*{Package Size}*-0.153 |  | 2018-07-01 | 2019-06-30 | 7 | 0.453 | 0.609 | 0.49 | 0.19 | 0.23 | 0.09 | 0.99 | 1 | 1 | 0.26 | 0.016 | {Measure:Quantity} | 1 | {Package Size} | 1 | [16 empty] | 1026 | 0 | 0 | 0.30202 | 0 | 0 | 0.11959 | 0.18103 | -0.34 | -0.576 | -0.051 | -0.025 | -0.153 | 0 | Res | Default DR | 365.7301 | 191.6371 | -1.5469 | -6.6617 | -2.9282 | -107.7222 | -19.4764 | 0 | 557.3671 | 138.3354 |  | 190 |  |  | 328.3354 | 75.6% | 1.489 | 1 | 142.5 | 75% | Electric |  | X=AS194*AU194*190 | X=AS194*AU194*1026 | 0 | 0 | X=AS194*AU194*1.144*0.264 | 0 | 0 | X=AS194*AU194*AG194*0.264 | X=AS194*AU194*AH194*1.126*0.264 | X=AS194*AU194*10*-0.034 | X=AS194*AU194*-0.576 | X=AS194*AU194*-0.051 | X=AS194*AU194*-0.025 | X=AS194*AU194*-0.153 | 0 | AG: {Factor:WinterCF}; AH: {Factor:SummerCF}; AS: {Measure:Quantity}; AU: {Package Size} | {Measure:Quantity} | {Package Size} | [8 empty] | {Measure:Quantity} | {Package Size} | [8 empty] | {Measure:Quantity} | {Package Size} | [8 empty] | {Measure:Quantity} | {Package Size} | {Factor:WinterCF} | [7 empty] | {Measure:Quantity} | {Package Size} | {Factor:SummerCF} | [7 empty] | {Measure:Quantity} | {Package Size} | [8 empty] | {Measure:Quantity} | {Package Size} | [8 empty] | {Measure:Quantity} | {Package Size} | [8 empty] | {Measure:Quantity} | {Package Size} | [8 empty] | {Measure:Quantity} | {Package Size} | [18 empty] | 2
Distributor Lighting | Bay_Type_A<50 W - long life | S64ALL | 2018-07-01 | 2019-06-30 | Calculated | {Measure:Quantity}*{Package Size}*80 | 0 | Calculated | {Measure:Quantity}*{Rebate per Package} | 0.01 | 2018-07-01 | 2019-06-30 | Calculated | {Measure:Quantity}*{Package Size}*570 |  |  | {Measure:Quantity}*{Package Size}*1.144*0.147 |  |  | {Measure:Quantity}*{Package Size}*{Factor:WinterCF}*0.147 | {Measure:Quantity}*{Package Size}*{Factor:SummerCF}*1.126*0.147 | {Measure:Quantity}*{Package Size}*10*-0.019 | {Measure:Quantity}*{Package Size}*-0.32 | {Measure:Quantity}*{Package Size}*-0.028 | {Measure:Quantity}*{Package Size}*-0.014 | {Measure:Quantity}*{Package Size}*-0.085 |  | 2018-07-01 | 2019-06-30 | 13 | 0.453 | 0.609 | 0.49 | 0.19 | 0.23 | 0.09 | 0.99 | 1 | 1 | 0.26 | 0.016 | {Measure:Quantity} | 1 | {Package Size} | 1 | [16 empty] | 570 | 0 | 0 | 0.16817 | 0 | 0 | 0.066591 | 0.1008 | -0.19 | -0.32 | -0.028 | -0.014 | -0.085 | 0 | Res | Default DR | 353.8195 | 193.4224 | -1.5469 | -6.8062 | -3.0515 | -108.9078 | -20.1357 | 0 | 547.2419 | 140.4482 |  | 80 |  | 407.67 | 220.4482 | 75.6% | 3.9819 | 1 | 60 | 75% | Electric |  | X=AS195*AU195*80 | X=AS195*AU195*570 | 0 | 0 | X=AS195*AU195*1.144*0.147 | 0 | 0 | X=AS195*AU195*AG195*0.147 | X=AS195*AU195*AH195*1.126*0.147 | X=AS195*AU195*10*-0.019 | X=AS195*AU195*-0.32 | X=AS195*AU195*-0.028 | X=AS195*AU195*-0.014 | X=AS195*AU195*-0.085 | 0 | AG: {Factor:WinterCF}; AH: {Factor:SummerCF}; AS: {Measure:Quantity}; AU: {Package Size} | {Measure:Quantity} | {Package Size} | [8 empty] | {Measure:Quantity} | {Package Size} | [8 empty] | {Measure:Quantity} | {Package Size} | [8 empty] | {Measure:Quantity} | {Package Size} | {Factor:WinterCF} | [7 empty] | {Measure:Quantity} | {Package Size} | {Factor:SummerCF} | [7 empty] | {Measure:Quantity} | {Package Size} | [8 empty] | {Measure:Quantity} | {Package Size} | [8 empty] | {Measure:Quantity} | {Package Size} | [8 empty] | {Measure:Quantity} | {Package Size} | [8 empty] | {Measure:Quantity} | {Package Size} | [18 empty] | 2
Distributor Lighting | Bay_Type_A<50 W - short life | S64ALS | 2018-07-01 | 2019-06-30 | Calculated | {Measure:Quantity}*{Package Size}*80 | 0 | Calculated | {Measure:Quantity}*{Rebate per Package} | 0.17 | 2018-07-01 | 2019-06-30 | Calculated | {Measure:Quantity}*{Package Size}*570 |  |  | {Measure:Quantity}*{Package Size}*1.144*0.147 |  |  | {Measure:Quantity}*{Package Size}*{Factor:WinterCF}*0.147 | {Measure:Quantity}*{Package Size}*{Factor:SummerCF}*1.126*0.147 | {Measure:Quantity}*{Package Size}*10*-0.019 | {Measure:Quantity}*{Package Size}*-0.32 | {Measure:Quantity}*{Package Size}*-0.028 | {Measure:Quantity}*{Package Size}*-0.014 | {Measure:Quantity}*{Package Size}*-0.085 |  | 2018-07-01 | 2019-06-30 | 7 | 0.453 | 0.609 | 0.49 | 0.19 | 0.23 | 0.09 | 0.99 | 1 | 1 | 0.26 | 0.016 | {Measure:Quantity} | 1 | {Package Size} | 1 | [16 empty] | 570 | 0 | 0 | 0.16817 | 0 | 0 | 0.066591 | 0.1008 | -0.19 | -0.32 | -0.028 | -0.014 | -0.085 | 0 | Res | Default DR | 203.1834 | 106.707 | -0.86442 | -3.6574 | -1.6398 | -59.8457 | -10.8202 | 0 | 309.8904 | 76.8275 |  | 80 |  |  | 156.8275 | 75.6% | 1.7588 | 1 | 60 | 75% | Electric |  | X=AS196*AU196*80 | X=AS196*AU196*570 | 0 | 0 | X=AS196*AU196*1.144*0.147 | 0 | 0 | X=AS196*AU196*AG196*0.147 | X=AS196*AU196*AH196*1.126*0.147 | X=AS196*AU196*10*-0.019 | X=AS196*AU196*-0.32 | X=AS196*AU196*-0.028 | X=AS196*AU196*-0.014 | X=AS196*AU196*-0.085 | 0 | AG: {Factor:WinterCF}; AH: {Factor:SummerCF}; AS: {Measure:Quantity}; AU: {Package Size} | {Measure:Quantity} | {Package Size} | [8 empty] | {Measure:Quantity} | {Package Size} | [8 empty] | {Measure:Quantity} | {Package Size} | [8 empty] | {Measure:Quantity} | {Package Size} | {Factor:WinterCF} | [7 empty] | {Measure:Quantity} | {Package Size} | {Factor:SummerCF} | [7 empty] | {Measure:Quantity} | {Package Size} | [8 empty] | {Measure:Quantity} | {Package Size} | [8 empty] | {Measure:Quantity} | {Package Size} | [8 empty] | {Measure:Quantity} | {Package Size} | [8 empty] | {Measure:Quantity} | {Package Size} | [18 empty] | 2
Distributor Lighting | Bay_High_Type_BC>120 W - long life | S64BCHHL | 2018-07-01 | 2019-06-30 | Calculated | {Measure:Quantity}*{Package Size}*220.10 | 0 | Calculated | {Measure:Quantity}*{Rebate per Package} | 0.06 | 2018-07-01 | 2019-06-30 | Calculated | {Measure:Quantity}*{Package Size}*1201 |  |  | {Measure:Quantity}*{Package Size}*1.144*0.309 |  |  | {Measure:Quantity}*{Package Size}*{Factor:WinterCF}*0.309 | {Measure:Quantity}*{Package Size}*{Factor:SummerCF}*1.126*0.309 | {Measure:Quantity}*{Package Size}*10*-0.04 | {Measure:Quantity}*{Package Size}*-0.675 | {Measure:Quantity}*{Package Size}*-0.06 | {Measure:Quantity}*{Package Size}*-0.03 | {Measure:Quantity}*{Package Size}*-0.179 |  | 2018-07-01 | 2019-06-30 | 13 | 0.453 | 0.609 | 0.49 | 0.19 | 0.23 | 0.09 | 0.99 | 1 | 1 | 0.26 | 0.016 | {Measure:Quantity} | 1 | {Package Size} | 1 | [16 empty] | 1201 | 0 | 0 | 0.3535 | 0 | 0 | 0.13998 | 0.21189 | -0.4 | -0.675 | -0.06 | -0.03 | -0.179 | 0 | Res | Default DR | 745.5038 | 406.5819 | -3.2567 | -14.5847 | -6.539 | -229.7274 | -42.4033 | 0 | 1152.0857 | 296.5112 |  | 220.1 |  | 509.59 | 516.6112 | 75.6% | 2.9158 | 1 | 165.075 | 75% | Electric |  | X=AS197*AU197*220.10 | X=AS197*AU197*1201 | 0 | 0 | X=AS197*AU197*1.144*0.309 | 0 | 0 | X=AS197*AU197*AG197*0.309 | X=AS197*AU197*AH197*1.126*0.309 | X=AS197*AU197*10*-0.04 | X=AS197*AU197*-0.675 | X=AS197*AU197*-0.06 | X=AS197*AU197*-0.03 | X=AS197*AU197*-0.179 | 0 | AG: {Factor:WinterCF}; AH: {Factor:SummerCF}; AS: {Measure:Quantity}; AU: {Package Size} | {Measure:Quantity} | {Package Size} | [8 empty] | {Measure:Quantity} | {Package Size} | [8 empty] | {Measure:Quantity} | {Package Size} | [8 empty] | {Measure:Quantity} | {Package Size} | {Factor:WinterCF} | [7 empty] | {Measure:Quantity} | {Package Size} | {Factor:SummerCF} | [7 empty] | {Measure:Quantity} | {Package Size} | [8 empty] | {Measure:Quantity} | {Package Size} | [8 empty] | {Measure:Quantity} | {Package Size} | [8 empty] | {Measure:Quantity} | {Package Size} | [8 empty] | {Measure:Quantity} | {Package Size} | [18 empty] | 2
Distributor Lighting | Bay_High_Type_BC>120 W - short life | S64BCHHS | 2018-07-01 | 2019-06-30 | Calculated | {Measure:Quantity}*{Package Size}*220.10 | 0 | Calculated | {Measure:Quantity}*{Rebate per Package} | 0.22 | 2018-07-01 | 2019-06-30 | Calculated | {Measure:Quantity}*{Package Size}*1201 |  |  | {Measure:Quantity}*{Package Size}*1.144*0.309 |  |  | {Measure:Quantity}*{Package Size}*{Factor:WinterCF}*0.309 | {Measure:Quantity}*{Package Size}*{Factor:SummerCF}*1.126*0.309 | {Measure:Quantity}*{Package Size}*10*-0.04 | {Measure:Quantity}*{Package Size}*-0.675 | {Measure:Quantity}*{Package Size}*-0.06 | {Measure:Quantity}*{Package Size}*-0.03 | {Measure:Quantity}*{Package Size}*-0.179 |  | 2018-07-01 | 2019-06-30 | 7 | 0.453 | 0.609 | 0.49 | 0.19 | 0.23 | 0.09 | 0.99 | 1 | 1 | 0.26 | 0.016 | {Measure:Quantity} | 1 | {Package Size} | 1 | [16 empty] | 1201 | 0 | 0 | 0.3535 | 0 | 0 | 0.13998 | 0.21189 | -0.4 | -0.675 | -0.06 | -0.03 | -0.179 | 0 | Res | Default DR | 428.1109 | 224.3025 | -1.8198 | -7.8373 | -3.5139 | -126.237 | -22.7861 | 0 | 652.4134 | 162.1941 |  | 220.1 |  |  | 382.2941 | 75.6% | 1.4978 | 1 | 165.075 | 75% | Electric |  | X=AS198*AU198*220.10 | X=AS198*AU198*1201 | 0 | 0 | X=AS198*AU198*1.144*0.309 | 0 | 0 | X=AS198*AU198*AG198*0.309 | X=AS198*AU198*AH198*1.126*0.309 | X=AS198*AU198*10*-0.04 | X=AS198*AU198*-0.675 | X=AS198*AU198*-0.06 | X=AS198*AU198*-0.03 | X=AS198*AU198*-0.179 | 0 | AG: {Factor:WinterCF}; AH: {Factor:SummerCF}; AS: {Measure:Quantity}; AU: {Package Size} | {Measure:Quantity} | {Package Size} | [8 empty] | {Measure:Quantity} | {Package Size} | [8 empty] | {Measure:Quantity} | {Package Size} | [8 empty] | {Measure:Quantity} | {Package Size} | {Factor:WinterCF} | [7 empty] | {Measure:Quantity} | {Package Size} | {Factor:SummerCF} | [7 empty] | {Measure:Quantity} | {Package Size} | [8 empty] | {Measure:Quantity} | {Package Size} | [8 empty] | {Measure:Quantity} | {Package Size} | [8 empty] | {Measure:Quantity} | {Package Size} | [8 empty] | {Measure:Quantity} | {Package Size} | [18 empty] | 2
Distributor Lighting | Bay_High_Type_BC<120 W - long life | S64BCHLL | 2018-07-01 | 2019-06-30 | Calculated | {Measure:Quantity}*{Package Size}*131.39 | 0 | Calculated | {Measure:Quantity}*{Rebate per Package} | 0.05 | 2018-07-01 | 2019-06-30 | Calculated | {Measure:Quantity}*{Package Size}*1336 |  |  | {Measure:Quantity}*{Package Size}*1.144*0.344 |  |  | {Measure:Quantity}*{Package Size}*{Factor:WinterCF}*0.344 | {Measure:Quantity}*{Package Size}*{Factor:SummerCF}*1.126*0.344 | {Measure:Quantity}*{Package Size}*10*-0.044 | {Measure:Quantity}*{Package Size}*-0.75 | {Measure:Quantity}*{Package Size}*-0.066 | {Measure:Quantity}*{Package Size}*-0.033 | {Measure:Quantity}*{Package Size}*-0.199 |  | 2018-07-01 | 2019-06-30 | 13 | 0.453 | 0.609 | 0.49 | 0.19 | 0.23 | 0.09 | 0.99 | 1 | 1 | 0.26 | 0.016 | {Measure:Quantity} | 1 | {Package Size} | 1 | [16 empty] | 1336 | 0 | 0 | 0.39354 | 0 | 0 | 0.15583 | 0.23589 | -0.44 | -0.75 | -0.066 | -0.033 | -0.199 | 0 | Res | Default DR | 829.3032 | 452.6348 | -3.5824 | -16.0432 | -7.1929 | -255.2526 | -47.1412 | 0 | 1281.938 | 329.2123 |  | 131.39 |  | 611.5 | 460.6023 | 75.6% | 3.8453 | 1 | 98.5425 | 75% | Electric |  | X=AS199*AU199*131.39 | X=AS199*AU199*1336 | 0 | 0 | X=AS199*AU199*1.144*0.344 | 0 | 0 | X=AS199*AU199*AG199*0.344 | X=AS199*AU199*AH199*1.126*0.344 | X=AS199*AU199*10*-0.044 | X=AS199*AU199*-0.75 | X=AS199*AU199*-0.066 | X=AS199*AU199*-0.033 | X=AS199*AU199*-0.199 | 0 | AG: {Factor:WinterCF}; AH: {Factor:SummerCF}; AS: {Measure:Quantity}; AU: {Package Size} | {Measure:Quantity} | {Package Size} | [8 empty] | {Measure:Quantity} | {Package Size} | [8 empty] | {Measure:Quantity} | {Package Size} | [8 empty] | {Measure:Quantity} | {Package Size} | {Factor:WinterCF} | [7 empty] | {Measure:Quantity} | {Package Size} | {Factor:SummerCF} | [7 empty] | {Measure:Quantity} | {Package Size} | [8 empty] | {Measure:Quantity} | {Package Size} | [8 empty] | {Measure:Quantity} | {Package Size} | [8 empty] | {Measure:Quantity} | {Package Size} | [8 empty] | {Measure:Quantity} | {Package Size} | [18 empty] | 2
Distributor Lighting | Bay_High_Type_BC<120 W - short life | S64BCHLS | 2018-07-01 | 2019-06-30 | Calculated | {Measure:Quantity}*{Package Size}*131.39 | 0 | Calculated | {Measure:Quantity}*{Rebate per Package} | 0.21 | 2018-07-01 | 2019-06-30 | Calculated | {Measure:Quantity}*{Package Size}*1336 |  |  | {Measure:Quantity}*{Package Size}*1.144*0.344 |  |  | {Measure:Quantity}*{Package Size}*{Factor:WinterCF}*0.344 | {Measure:Quantity}*{Package Size}*{Factor:SummerCF}*1.126*0.344 | {Measure:Quantity}*{Package Size}*10*-0.044 | {Measure:Quantity}*{Package Size}*-0.75 | {Measure:Quantity}*{Package Size}*-0.066 | {Measure:Quantity}*{Package Size}*-0.033 | {Measure:Quantity}*{Package Size}*-0.199 |  | 2018-07-01 | 2019-06-30 | 7 | 0.453 | 0.609 | 0.49 | 0.19 | 0.23 | 0.09 | 0.99 | 1 | 1 | 0.26 | 0.016 | {Measure:Quantity} | 1 | {Package Size} | 1 | [16 empty] | 1336 | 0 | 0 | 0.39354 | 0 | 0 | 0.15583 | 0.23589 | -0.44 | -0.75 | -0.066 | -0.033 | -0.199 | 0 | Res | Default DR | 476.2333 | 249.7089 | -2.0018 | -8.6211 | -3.8652 | -140.2633 | -25.332 | 0 | 725.9422 | 180.0834 |  | 131.39 |  |  | 311.4734 | 75.6% | 2.1147 | 1 | 98.5425 | 75% | Electric |  | X=AS200*AU200*131.39 | X=AS200*AU200*1336 | 0 | 0 | X=AS200*AU200*1.144*0.344 | 0 | 0 | X=AS200*AU200*AG200*0.344 | X=AS200*AU200*AH200*1.126*0.344 | X=AS200*AU200*10*-0.044 | X=AS200*AU200*-0.75 | X=AS200*AU200*-0.066 | X=AS200*AU200*-0.033 | X=AS200*AU200*-0.199 | 0 | AG: {Factor:WinterCF}; AH: {Factor:SummerCF}; AS: {Measure:Quantity}; AU: {Package Size} | {Measure:Quantity} | {Package Size} | [8 empty] | {Measure:Quantity} | {Package Size} | [8 empty] | {Measure:Quantity} | {Package Size} | [8 empty] | {Measure:Quantity} | {Package Size} | {Factor:WinterCF} | [7 empty] | {Measure:Quantity} | {Package Size} | {Factor:SummerCF} | [7 empty] | {Measure:Quantity} | {Package Size} | [8 empty] | {Measure:Quantity} | {Package Size} | [8 empty] | {Measure:Quantity} | {Package Size} | [8 empty] | {Measure:Quantity} | {Package Size} | [8 empty] | {Measure:Quantity} | {Package Size} | [18 empty] | 2
Distributor Lighting | Bay_Low_Type_BC>80 W - long life | S64BCLHL | 2018-07-01 | 2019-06-30 | Calculated | {Measure:Quantity}*{Package Size}*195.15 | 0 | Calculated | {Measure:Quantity}*{Rebate per Package} | 0.04 | 2018-07-01 | 2019-06-30 | Calculated | {Measure:Quantity}*{Package Size}*1026 |  |  | {Measure:Quantity}*{Package Size}*1.144*0.264 |  |  | {Measure:Quantity}*{Package Size}*{Factor:WinterCF}*0.264 | {Measure:Quantity}*{Package Size}*{Factor:SummerCF}*1.126*0.264 | {Measure:Quantity}*{Package Size}*10*-0.034 | {Measure:Quantity}*{Package Size}*-0.576 | {Measure:Quantity}*{Package Size}*-0.051 | {Measure:Quantity}*{Package Size}*-0.025 | {Measure:Quantity}*{Package Size}*-0.153 |  | 2018-07-01 | 2019-06-30 | 13 | 0.453 | 0.609 | 0.49 | 0.19 | 0.23 | 0.09 | 0.99 | 1 | 1 | 0.26 | 0.016 | {Measure:Quantity} | 1 | {Package Size} | 1 | [16 empty] | 1026 | 0 | 0 | 0.30202 | 0 | 0 | 0.11959 | 0.18103 | -0.34 | -0.576 | -0.051 | -0.025 | -0.153 | 0 | Res | Default DR | 636.875 | 347.3709 | -2.7682 | -12.397 | -5.4492 | -196.034 | -36.2442 | 0 | 984.2459 | 252.8927 |  | 195.15 |  | 509.59 | 448.0427 | 75.6% | 3.0161 | 1 | 146.3625 | 75% | Electric |  | X=AS201*AU201*195.15 | X=AS201*AU201*1026 | 0 | 0 | X=AS201*AU201*1.144*0.264 | 0 | 0 | X=AS201*AU201*AG201*0.264 | X=AS201*AU201*AH201*1.126*0.264 | X=AS201*AU201*10*-0.034 | X=AS201*AU201*-0.576 | X=AS201*AU201*-0.051 | X=AS201*AU201*-0.025 | X=AS201*AU201*-0.153 | 0 | AG: {Factor:WinterCF}; AH: {Factor:SummerCF}; AS: {Measure:Quantity}; AU: {Package Size} | {Measure:Quantity} | {Package Size} | [8 empty] | {Measure:Quantity} | {Package Size} | [8 empty] | {Measure:Quantity} | {Package Size} | [8 empty] | {Measure:Quantity} | {Package Size} | {Factor:WinterCF} | [7 empty] | {Measure:Quantity} | {Package Size} | {Factor:SummerCF} | [7 empty] | {Measure:Quantity} | {Package Size} | [8 empty] | {Measure:Quantity} | {Package Size} | [8 empty] | {Measure:Quantity} | {Package Size} | [8 empty] | {Measure:Quantity} | {Package Size} | [8 empty] | {Measure:Quantity} | {Package Size} | [18 empty] | 2
Distributor Lighting | Bay_Low_Type_BC>80 W - short life | S64BCLHS | 2018-07-01 | 2019-06-30 | Calculated | {Measure:Quantity}*{Package Size}*195.15 | 0 | Calculated | {Measure:Quantity}*{Rebate per Package} | 0.2 | 2018-07-01 | 2019-06-30 | Calculated | {Measure:Quantity}*{Package Size}*1026 |  |  | {Measure:Quantity}*{Package Size}*1.144*0.264 |  |  | {Measure:Quantity}*{Package Size}*{Factor:WinterCF}*0.264 | {Measure:Quantity}*{Package Size}*{Factor:SummerCF}*1.126*0.264 | {Measure:Quantity}*{Package Size}*10*-0.034 | {Measure:Quantity}*{Package Size}*-0.576 | {Measure:Quantity}*{Package Size}*-0.051 | {Measure:Quantity}*{Package Size}*-0.025 | {Measure:Quantity}*{Package Size}*-0.153 |  | 2018-07-01 | 2019-06-30 | 7 | 0.453 | 0.609 | 0.49 | 0.19 | 0.23 | 0.09 | 0.99 | 1 | 1 | 0.26 | 0.016 | {Measure:Quantity} | 1 | {Package Size} | 1 | [16 empty] | 1026 | 0 | 0 | 0.30202 | 0 | 0 | 0.11959 | 0.18103 | -0.34 | -0.576 | -0.051 | -0.025 | -0.153 | 0 | Res | Default DR | 365.7301 | 191.6371 | -1.5469 | -6.6617 | -2.9282 | -107.7222 | -19.4764 | 0 | 557.3671 | 138.3354 |  | 195.15 |  |  | 333.4854 | 75.6% | 1.464 | 1 | 146.3625 | 75% | Electric |  | X=AS202*AU202*195.15 | X=AS202*AU202*1026 | 0 | 0 | X=AS202*AU202*1.144*0.264 | 0 | 0 | X=AS202*AU202*AG202*0.264 | X=AS202*AU202*AH202*1.126*0.264 | X=AS202*AU202*10*-0.034 | X=AS202*AU202*-0.576 | X=AS202*AU202*-0.051 | X=AS202*AU202*-0.025 | X=AS202*AU202*-0.153 | 0 | AG: {Factor:WinterCF}; AH: {Factor:SummerCF}; AS: {Measure:Quantity}; AU: {Package Size} | {Measure:Quantity} | {Package Size} | [8 empty] | {Measure:Quantity} | {Package Size} | [8 empty] | {Measure:Quantity} | {Package Size} | [8 empty] | {Measure:Quantity} | {Package Size} | {Factor:WinterCF} | [7 empty] | {Measure:Quantity} | {Package Size} | {Factor:SummerCF} | [7 empty] | {Measure:Quantity} | {Package Size} | [8 empty] | {Measure:Quantity} | {Package Size} | [8 empty] | {Measure:Quantity} | {Package Size} | [8 empty] | {Measure:Quantity} | {Package Size} | [8 empty] | {Measure:Quantity} | {Package Size} | [18 empty] | 2
Distributor Lighting | Bay_Low_Type_BC<80 W - long life | S64BCLLL | 2018-07-01 | 2019-06-30 | Calculated | {Measure:Quantity}*{Package Size}*88.54 | 0 | Calculated | {Measure:Quantity}*{Rebate per Package} | 0.03 | 2018-07-01 | 2019-06-30 | Calculated | {Measure:Quantity}*{Package Size}*570 |  |  | {Measure:Quantity}*{Package Size}*1.144*0.147 |  |  | {Measure:Quantity}*{Package Size}*{Factor:WinterCF}*0.147 | {Measure:Quantity}*{Package Size}*{Factor:SummerCF}*1.126*0.147 | {Measure:Quantity}*{Package Size}*10*-0.019 | {Measure:Quantity}*{Package Size}*-0.32 | {Measure:Quantity}*{Package Size}*-0.028 | {Measure:Quantity}*{Package Size}*-0.014 | {Measure:Quantity}*{Package Size}*-0.085 |  | 2018-07-01 | 2019-06-30 | 13 | 0.453 | 0.609 | 0.49 | 0.19 | 0.23 | 0.09 | 0.99 | 1 | 1 | 0.26 | 0.016 | {Measure:Quantity} | 1 | {Package Size} | 1 | [16 empty] | 570 | 0 | 0 | 0.16817 | 0 | 0 | 0.066591 | 0.1008 | -0.19 | -0.32 | -0.028 | -0.014 | -0.085 | 0 | Res | Default DR | 353.8195 | 193.4224 | -1.5469 | -6.8062 | -3.0515 | -108.9078 | -20.1357 | 0 | 547.2419 | 140.4482 |  | 88.54 |  | 407.67 | 228.9882 | 75.6% | 3.8132 | 1 | 66.405 | 75% | Electric |  | X=AS203*AU203*88.54 | X=AS203*AU203*570 | 0 | 0 | X=AS203*AU203*1.144*0.147 | 0 | 0 | X=AS203*AU203*AG203*0.147 | X=AS203*AU203*AH203*1.126*0.147 | X=AS203*AU203*10*-0.019 | X=AS203*AU203*-0.32 | X=AS203*AU203*-0.028 | X=AS203*AU203*-0.014 | X=AS203*AU203*-0.085 | 0 | AG: {Factor:WinterCF}; AH: {Factor:SummerCF}; AS: {Measure:Quantity}; AU: {Package Size} | {Measure:Quantity} | {Package Size} | [8 empty] | {Measure:Quantity} | {Package Size} | [8 empty] | {Measure:Quantity} | {Package Size} | [8 empty] | {Measure:Quantity} | {Package Size} | {Factor:WinterCF} | [7 empty] | {Measure:Quantity} | {Package Size} | {Factor:SummerCF} | [7 empty] | {Measure:Quantity} | {Package Size} | [8 empty] | {Measure:Quantity} | {Package Size} | [8 empty] | {Measure:Quantity} | {Package Size} | [8 empty] | {Measure:Quantity} | {Package Size} | [8 empty] | {Measure:Quantity} | {Package Size} | [18 empty] | 2
Distributor Lighting | Bay_Low_Type_BC<80 W - short life | S64BCLLS | 2018-07-01 | 2019-06-30 | Calculated | {Measure:Quantity}*{Package Size}*88.54 | 0 | Calculated | {Measure:Quantity}*{Rebate per Package} | 0.19 | 2018-07-01 | 2019-06-30 | Calculated | {Measure:Quantity}*{Package Size}*570 |  |  | {Measure:Quantity}*{Package Size}*1.144*0.147 |  |  | {Measure:Quantity}*{Package Size}*{Factor:WinterCF}*0.147 | {Measure:Quantity}*{Package Size}*{Factor:SummerCF}*1.126*0.147 | {Measure:Quantity}*{Package Size}*10*-0.019 | {Measure:Quantity}*{Package Size}*-0.32 | {Measure:Quantity}*{Package Size}*-0.028 | {Measure:Quantity}*{Package Size}*-0.014 | {Measure:Quantity}*{Package Size}*-0.085 |  | 2018-07-01 | 2019-06-30 | 7 | 0.453 | 0.609 | 0.49 | 0.19 | 0.23 | 0.09 | 0.99 | 1 | 1 | 0.26 | 0.016 | {Measure:Quantity} | 1 | {Package Size} | 1 | [16 empty] | 570 | 0 | 0 | 0.16817 | 0 | 0 | 0.066591 | 0.1008 | -0.19 | -0.32 | -0.028 | -0.014 | -0.085 | 0 | Res | Default DR | 203.1834 | 106.707 | -0.86442 | -3.6574 | -1.6398 | -59.8457 | -10.8202 | 0 | 309.8904 | 76.8275 |  | 88.54 |  |  | 165.3675 | 75.6% | 1.6589 | 1 | 66.405 | 75% | Electric |  | X=AS204*AU204*88.54 | X=AS204*AU204*570 | 0 | 0 | X=AS204*AU204*1.144*0.147 | 0 | 0 | X=AS204*AU204*AG204*0.147 | X=AS204*AU204*AH204*1.126*0.147 | X=AS204*AU204*10*-0.019 | X=AS204*AU204*-0.32 | X=AS204*AU204*-0.028 | X=AS204*AU204*-0.014 | X=AS204*AU204*-0.085 | 0 | AG: {Factor:WinterCF}; AH: {Factor:SummerCF}; AS: {Measure:Quantity}; AU: {Package Size} | {Measure:Quantity} | {Package Size} | [8 empty] | {Measure:Quantity} | {Package Size} | [8 empty] | {Measure:Quantity} | {Package Size} | [8 empty] | {Measure:Quantity} | {Package Size} | {Factor:WinterCF} | [7 empty] | {Measure:Quantity} | {Package Size} | {Factor:SummerCF} | [7 empty] | {Measure:Quantity} | {Package Size} | [8 empty] | {Measure:Quantity} | {Package Size} | [8 empty] | {Measure:Quantity} | {Package Size} | [8 empty] | {Measure:Quantity} | {Package Size} | [8 empty] | {Measure:Quantity} | {Package Size} | [18 empty] | 2
Distributor Lighting | Outdoor_Type_B >10000 lm - long life | S6BHL | 2018-07-01 | 2019-06-30 | Calculated | {Measure:Quantity}*{Package Size}*175.83 | 0 | Calculated | {Measure:Quantity}*{Rebate per Package} | 0.09 | 2018-07-01 | 2019-06-30 | Calculated | {Measure:Quantity}*{Package Size}*1441 |  |  | {Measure:Quantity}*{Package Size}*1.144*0.329 |  |  | {Measure:Quantity}*{Package Size}*{Factor:WinterCF}*0.329 | {Measure:Quantity}*{Package Size}*{Factor:SummerCF}*1.126*0.329 | {Measure:Quantity}*{Package Size}*10*0 | {Measure:Quantity}*{Package Size}*0 | {Measure:Quantity}*{Package Size}*0 | {Measure:Quantity}*{Package Size}*0 | {Measure:Quantity}*{Package Size}*0 |  | 2018-07-01 | 2019-06-30 | 11 | 0.453 | 0.609 | 0.49 | 0.19 | 0.23 | 0.09 | 0.99 | 1 | 1 | 0.26 | 0.016 | {Measure:Quantity} | 1 | {Package Size} | 1 | [16 empty] | 1441 | 0 | 0 | 0.37638 | 0 | 0 | 0.14904 | 0.22561 | 0 | 0 | 0 | 0 | 0 | 0 | Res | Default DR | 776.681 | 369.69 | 0 | 0 | 0 | 0 | 0 | 0 | 1146.3709 | 0 |  | 175.83 |  | 1324.92 | 175.83 | 75.6% | 11.3158 | 1 | 131.8725 | 75% | Electric |  | X=AS205*AU205*175.83 | X=AS205*AU205*1441 | 0 | 0 | X=AS205*AU205*1.144*0.329 | 0 | 0 | X=AS205*AU205*AG205*0.329 | X=AS205*AU205*AH205*1.126*0.329 | X=AS205*AU205*10*0 | X=AS205*AU205*0 | X=AS205*AU205*0 | X=AS205*AU205*0 | X=AS205*AU205*0 | 0 | AG: {Factor:WinterCF}; AH: {Factor:SummerCF}; AS: {Measure:Quantity}; AU: {Package Size} | {Measure:Quantity} | {Package Size} | [8 empty] | {Measure:Quantity} | {Package Size} | [8 empty] | {Measure:Quantity} | {Package Size} | [8 empty] | {Measure:Quantity} | {Package Size} | {Factor:WinterCF} | [7 empty] | {Measure:Quantity} | {Package Size} | {Factor:SummerCF} | [7 empty] | {Measure:Quantity} | {Package Size} | [8 empty] | {Measure:Quantity} | {Package Size} | [8 empty] | {Measure:Quantity} | {Package Size} | [8 empty] | {Measure:Quantity} | {Package Size} | [8 empty] | {Measure:Quantity} | {Package Size} | [18 empty] | 2
Distributor Lighting | Outdoor_Type_B >10000 lm - short life | S6BHS | 2018-07-01 | 2019-06-30 | Calculated | {Measure:Quantity}*{Package Size}*175.83 | 0 | Calculated | {Measure:Quantity}*{Rebate per Package} | 0.25 | 2018-07-01 | 2019-06-30 | Calculated | {Measure:Quantity}*{Package Size}*1441 |  |  | {Measure:Quantity}*{Package Size}*1.144*0.329 |  |  | {Measure:Quantity}*{Package Size}*{Factor:WinterCF}*0.329 | {Measure:Quantity}*{Package Size}*{Factor:SummerCF}*1.126*0.329 | {Measure:Quantity}*{Package Size}*10*0 | {Measure:Quantity}*{Package Size}*0 | {Measure:Quantity}*{Package Size}*0 | {Measure:Quantity}*{Package Size}*0 | {Measure:Quantity}*{Package Size}*0 |  | 2018-07-01 | 2019-06-30 | 6 | 0.453 | 0.609 | 0.49 | 0.19 | 0.23 | 0.09 | 0.99 | 1 | 1 | 0.26 | 0.016 | {Measure:Quantity} | 1 | {Package Size} | 1 | [16 empty] | 1441 | 0 | 0 | 0.37638 | 0 | 0 | 0.14904 | 0.22561 | 0 | 0 | 0 | 0 | 0 | 0 | Res | Default DR | 445.9699 | 206.8689 | 0 | 0 | 0 | 0 | 0 | 0 | 652.8388 | 0 |  | 175.83 |  |  | 175.83 | 75.6% | 2.9893 | 1 | 131.8725 | 75% | Electric |  | X=AS206*AU206*175.83 | X=AS206*AU206*1441 | 0 | 0 | X=AS206*AU206*1.144*0.329 | 0 | 0 | X=AS206*AU206*AG206*0.329 | X=AS206*AU206*AH206*1.126*0.329 | X=AS206*AU206*10*0 | X=AS206*AU206*0 | X=AS206*AU206*0 | X=AS206*AU206*0 | X=AS206*AU206*0 | 0 | AG: {Factor:WinterCF}; AH: {Factor:SummerCF}; AS: {Measure:Quantity}; AU: {Package Size} | {Measure:Quantity} | {Package Size} | [8 empty] | {Measure:Quantity} | {Package Size} | [8 empty] | {Measure:Quantity} | {Package Size} | [8 empty] | {Measure:Quantity} | {Package Size} | {Factor:WinterCF} | [7 empty] | {Measure:Quantity} | {Package Size} | {Factor:SummerCF} | [7 empty] | {Measure:Quantity} | {Package Size} | [8 empty] | {Measure:Quantity} | {Package Size} | [8 empty] | {Measure:Quantity} | {Package Size} | [8 empty] | {Measure:Quantity} | {Package Size} | [8 empty] | {Measure:Quantity} | {Package Size} | [18 empty] | 2
Distributor Lighting | Outdoor_Type_B <5000 lm - long life | S6BLL | 2018-07-01 | 2019-06-30 | Calculated | {Measure:Quantity}*{Package Size}*30.81 | 0 | Calculated | {Measure:Quantity}*{Rebate per Package} | 0.07 | 2018-07-01 | 2019-06-30 | Calculated | {Measure:Quantity}*{Package Size}*694 |  |  | {Measure:Quantity}*{Package Size}*1.144*0.158 |  |  | {Measure:Quantity}*{Package Size}*{Factor:WinterCF}*0.158 | {Measure:Quantity}*{Package Size}*{Factor:SummerCF}*1.126*0.158 | {Measure:Quantity}*{Package Size}*10*0 | {Measure:Quantity}*{Package Size}*0 | {Measure:Quantity}*{Package Size}*0 | {Measure:Quantity}*{Package Size}*0 | {Measure:Quantity}*{Package Size}*0 |  | 2018-07-01 | 2019-06-30 | 11 | 0.453 | 0.609 | 0.49 | 0.19 | 0.23 | 0.09 | 0.99 | 1 | 1 | 0.26 | 0.016 | {Measure:Quantity} | 1 | {Package Size} | 1 | [16 empty] | 694 | 0 | 0 | 0.18075 | 0 | 0 | 0.071574 | 0.10835 | 0 | 0 | 0 | 0 | 0 | 0 | Res | Default DR | 374.0573 | 177.5411 | 0 | 0 | 0 | 0 | 0 | 0 | 551.5984 | 0 |  | 30.81 |  | 611.5 | 30.81 | 75.6% | 30.3935 | 1 | 23.1075 | 75% | Electric |  | X=AS207*AU207*30.81 | X=AS207*AU207*694 | 0 | 0 | X=AS207*AU207*1.144*0.158 | 0 | 0 | X=AS207*AU207*AG207*0.158 | X=AS207*AU207*AH207*1.126*0.158 | X=AS207*AU207*10*0 | X=AS207*AU207*0 | X=AS207*AU207*0 | X=AS207*AU207*0 | X=AS207*AU207*0 | 0 | AG: {Factor:WinterCF}; AH: {Factor:SummerCF}; AS: {Measure:Quantity}; AU: {Package Size} | {Measure:Quantity} | {Package Size} | [8 empty] | {Measure:Quantity} | {Package Size} | [8 empty] | {Measure:Quantity} | {Package Size} | [8 empty] | {Measure:Quantity} | {Package Size} | {Factor:WinterCF} | [7 empty] | {Measure:Quantity} | {Package Size} | {Factor:SummerCF} | [7 empty] | {Measure:Quantity} | {Package Size} | [8 empty] | {Measure:Quantity} | {Package Size} | [8 empty] | {Measure:Quantity} | {Package Size} | [8 empty] | {Measure:Quantity} | {Package Size} | [8 empty] | {Measure:Quantity} | {Package Size} | [18 empty] | 2
Distributor Lighting | Outdoor_Type_B <5000 lm - short life | S6BLS | 2018-07-01 | 2019-06-30 | Calculated | {Measure:Quantity}*{Package Size}*30.81 | 0 | Calculated | {Measure:Quantity}*{Rebate per Package} | 0.23 | 2018-07-01 | 2019-06-30 | Calculated | {Measure:Quantity}*{Package Size}*694 |  |  | {Measure:Quantity}*{Package Size}*1.144*0.158 |  |  | {Measure:Quantity}*{Package Size}*{Factor:WinterCF}*0.158 | {Measure:Quantity}*{Package Size}*{Factor:SummerCF}*1.126*0.158 | {Measure:Quantity}*{Package Size}*10*0 | {Measure:Quantity}*{Package Size}*0 | {Measure:Quantity}*{Package Size}*0 | {Measure:Quantity}*{Package Size}*0 | {Measure:Quantity}*{Package Size}*0 |  | 2018-07-01 | 2019-06-30 | 6 | 0.453 | 0.609 | 0.49 | 0.19 | 0.23 | 0.09 | 0.99 | 1 | 1 | 0.26 | 0.016 | {Measure:Quantity} | 1 | {Package Size} | 1 | [16 empty] | 694 | 0 | 0 | 0.18075 | 0 | 0 | 0.071574 | 0.10835 | 0 | 0 | 0 | 0 | 0 | 0 | Res | Default DR | 214.7836 | 99.3474 | 0 | 0 | 0 | 0 | 0 | 0 | 314.1309 | 0 |  | 30.81 |  |  | 30.81 | 75.6% | 8.2087 | 1 | 23.1075 | 75% | Electric |  | X=AS208*AU208*30.81 | X=AS208*AU208*694 | 0 | 0 | X=AS208*AU208*1.144*0.158 | 0 | 0 | X=AS208*AU208*AG208*0.158 | X=AS208*AU208*AH208*1.126*0.158 | X=AS208*AU208*10*0 | X=AS208*AU208*0 | X=AS208*AU208*0 | X=AS208*AU208*0 | X=AS208*AU208*0 | 0 | AG: {Factor:WinterCF}; AH: {Factor:SummerCF}; AS: {Measure:Quantity}; AU: {Package Size} | {Measure:Quantity} | {Package Size} | [8 empty] | {Measure:Quantity} | {Package Size} | [8 empty] | {Measure:Quantity} | {Package Size} | [8 empty] | {Measure:Quantity} | {Package Size} | {Factor:WinterCF} | [7 empty] | {Measure:Quantity} | {Package Size} | {Factor:SummerCF} | [7 empty] | {Measure:Quantity} | {Package Size} | [8 empty] | {Measure:Quantity} | {Package Size} | [8 empty] | {Measure:Quantity} | {Package Size} | [8 empty] | {Measure:Quantity} | {Package Size} | [8 empty] | {Measure:Quantity} | {Package Size} | [18 empty] | 2
Distributor Lighting | Outdoor_Type_B 5k_10k lm - long life | S6BML | 2018-07-01 | 2019-06-30 | Calculated | {Measure:Quantity}*{Package Size}*43.12 | 0 | Calculated | {Measure:Quantity}*{Rebate per Package} | 0.08 | 2018-07-01 | 2019-06-30 | Calculated | {Measure:Quantity}*{Package Size}*965 |  |  | {Measure:Quantity}*{Package Size}*1.144*0.22 |  |  | {Measure:Quantity}*{Package Size}*{Factor:WinterCF}*0.22 | {Measure:Quantity}*{Package Size}*{Factor:SummerCF}*1.126*0.22 | {Measure:Quantity}*{Package Size}*10*0 | {Measure:Quantity}*{Package Size}*0 | {Measure:Quantity}*{Package Size}*0 | {Measure:Quantity}*{Package Size}*0 | {Measure:Quantity}*{Package Size}*0 |  | 2018-07-01 | 2019-06-30 | 11 | 0.453 | 0.609 | 0.49 | 0.19 | 0.23 | 0.09 | 0.99 | 1 | 1 | 0.26 | 0.016 | {Measure:Quantity} | 1 | {Package Size} | 1 | [16 empty] | 965 | 0 | 0 | 0.25168 | 0 | 0 | 0.09966 | 0.15086 | 0 | 0 | 0 | 0 | 0 | 0 | Res | Default DR | 520.1229 | 247.2091 | 0 | 0 | 0 | 0 | 0 | 0 | 767.332 | 0 |  | 43.12 |  | 815.34 | 43.12 | 75.6% | 29.5507 | 1 | 32.34 | 75% | Electric |  | X=AS209*AU209*43.12 | X=AS209*AU209*965 | 0 | 0 | X=AS209*AU209*1.144*0.22 | 0 | 0 | X=AS209*AU209*AG209*0.22 | X=AS209*AU209*AH209*1.126*0.22 | X=AS209*AU209*10*0 | X=AS209*AU209*0 | X=AS209*AU209*0 | X=AS209*AU209*0 | X=AS209*AU209*0 | 0 | AG: {Factor:WinterCF}; AH: {Factor:SummerCF}; AS: {Measure:Quantity}; AU: {Package Size} | {Measure:Quantity} | {Package Size} | [8 empty] | {Measure:Quantity} | {Package Size} | [8 empty] | {Measure:Quantity} | {Package Size} | [8 empty] | {Measure:Quantity} | {Package Size} | {Factor:WinterCF} | [7 empty] | {Measure:Quantity} | {Package Size} | {Factor:SummerCF} | [7 empty] | {Measure:Quantity} | {Package Size} | [8 empty] | {Measure:Quantity} | {Package Size} | [8 empty] | {Measure:Quantity} | {Package Size} | [8 empty] | {Measure:Quantity} | {Package Size} | [8 empty] | {Measure:Quantity} | {Package Size} | [18 empty] | 2
Distributor Lighting | Outdoor_Type_B 5k_10k lm - short life | S6BMS | 2018-07-01 | 2019-06-30 | Calculated | {Measure:Quantity}*{Package Size}*43.12 | 0 | Calculated | {Measure:Quantity}*{Rebate per Package} | 0.24 | 2018-07-01 | 2019-06-30 | Calculated | {Measure:Quantity}*{Package Size}*965 |  |  | {Measure:Quantity}*{Package Size}*1.144*0.22 |  |  | {Measure:Quantity}*{Package Size}*{Factor:WinterCF}*0.22 | {Measure:Quantity}*{Package Size}*{Factor:SummerCF}*1.126*0.22 | {Measure:Quantity}*{Package Size}*10*0 | {Measure:Quantity}*{Package Size}*0 | {Measure:Quantity}*{Package Size}*0 | {Measure:Quantity}*{Package Size}*0 | {Measure:Quantity}*{Package Size}*0 |  | 2018-07-01 | 2019-06-30 | 6 | 0.453 | 0.609 | 0.49 | 0.19 | 0.23 | 0.09 | 0.99 | 1 | 1 | 0.26 | 0.016 | {Measure:Quantity} | 1 | {Package Size} | 1 | [16 empty] | 965 | 0 | 0 | 0.25168 | 0 | 0 | 0.09966 | 0.15086 | 0 | 0 | 0 | 0 | 0 | 0 | Res | Default DR | 298.6544 | 138.3318 | 0 | 0 | 0 | 0 | 0 | 0 | 436.9862 | 0 |  | 43.12 |  |  | 43.12 | 75.6% | 8.1592 | 1 | 32.34 | 75% | Electric |  | X=AS210*AU210*43.12 | X=AS210*AU210*965 | 0 | 0 | X=AS210*AU210*1.144*0.22 | 0 | 0 | X=AS210*AU210*AG210*0.22 | X=AS210*AU210*AH210*1.126*0.22 | X=AS210*AU210*10*0 | X=AS210*AU210*0 | X=AS210*AU210*0 | X=AS210*AU210*0 | X=AS210*AU210*0 | 0 | AG: {Factor:WinterCF}; AH: {Factor:SummerCF}; AS: {Measure:Quantity}; AU: {Package Size} | {Measure:Quantity} | {Package Size} | [8 empty] | {Measure:Quantity} | {Package Size} | [8 empty] | {Measure:Quantity} | {Package Size} | [8 empty] | {Measure:Quantity} | {Package Size} | {Factor:WinterCF} | [7 empty] | {Measure:Quantity} | {Package Size} | {Factor:SummerCF} | [7 empty] | {Measure:Quantity} | {Package Size} | [8 empty] | {Measure:Quantity} | {Package Size} | [8 empty] | {Measure:Quantity} | {Package Size} | [8 empty] | {Measure:Quantity} | {Package Size} | [8 empty] | {Measure:Quantity} | {Package Size} | [18 empty] | 2
Distributor Lighting | Outdoor_Type_C >10000 lm - long life | S6CHL | 2018-07-01 | 2019-06-30 | Calculated | {Measure:Quantity}*{Package Size}*175.83 | 0 | Calculated | {Measure:Quantity}*{Rebate per Package} | 0.12 | 2018-07-01 | 2019-06-30 | Calculated | {Measure:Quantity}*{Package Size}*1441 |  |  | {Measure:Quantity}*{Package Size}*1.144*0.329 |  |  | {Measure:Quantity}*{Package Size}*{Factor:WinterCF}*0.329 | {Measure:Quantity}*{Package Size}*{Factor:SummerCF}*1.126*0.329 | {Measure:Quantity}*{Package Size}*10*0 | {Measure:Quantity}*{Package Size}*0 | {Measure:Quantity}*{Package Size}*0 | {Measure:Quantity}*{Package Size}*0 | {Measure:Quantity}*{Package Size}*0 |  | 2018-07-01 | 2019-06-30 | 11 | 0.453 | 0.609 | 0.49 | 0.19 | 0.23 | 0.09 | 0.99 | 1 | 1 | 0.26 | 0.016 | {Measure:Quantity} | 1 | {Package Size} | 1 | [16 empty] | 1441 | 0 | 0 | 0.37638 | 0 | 0 | 0.14904 | 0.22561 | 0 | 0 | 0 | 0 | 0 | 0 | Res | Default DR | 776.681 | 369.69 | 0 | 0 | 0 | 0 | 0 | 0 | 1146.3709 | 0 |  | 175.83 |  |  | 175.83 | 75.6% | 5.2491 | 1 | 131.8725 | 75% | Electric |  | X=AS211*AU211*175.83 | X=AS211*AU211*1441 | 0 | 0 | X=AS211*AU211*1.144*0.329 | 0 | 0 | X=AS211*AU211*AG211*0.329 | X=AS211*AU211*AH211*1.126*0.329 | X=AS211*AU211*10*0 | X=AS211*AU211*0 | X=AS211*AU211*0 | X=AS211*AU211*0 | X=AS211*AU211*0 | 0 | AG: {Factor:WinterCF}; AH: {Factor:SummerCF}; AS: {Measure:Quantity}; AU: {Package Size} | {Measure:Quantity} | {Package Size} | [8 empty] | {Measure:Quantity} | {Package Size} | [8 empty] | {Measure:Quantity} | {Package Size} | [8 empty] | {Measure:Quantity} | {Package Size} | {Factor:WinterCF} | [7 empty] | {Measure:Quantity} | {Package Size} | {Factor:SummerCF} | [7 empty] | {Measure:Quantity} | {Package Size} | [8 empty] | {Measure:Quantity} | {Package Size} | [8 empty] | {Measure:Quantity} | {Package Size} | [8 empty] | {Measure:Quantity} | {Package Size} | [8 empty] | {Measure:Quantity} | {Package Size} | [18 empty] | 2
Distributor Lighting | Outdoor_Type_C >10000 lm - short life | S6CHS | 2018-07-01 | 2019-06-30 | Calculated | {Measure:Quantity}*{Package Size}*175.83 | 0 | Calculated | {Measure:Quantity}*{Rebate per Package} | 0.28 | 2018-07-01 | 2019-06-30 | Calculated | {Measure:Quantity}*{Package Size}*1441 |  |  | {Measure:Quantity}*{Package Size}*1.144*0.329 |  |  | {Measure:Quantity}*{Package Size}*{Factor:WinterCF}*0.329 | {Measure:Quantity}*{Package Size}*{Factor:SummerCF}*1.126*0.329 | {Measure:Quantity}*{Package Size}*10*0 | {Measure:Quantity}*{Package Size}*0 | {Measure:Quantity}*{Package Size}*0 | {Measure:Quantity}*{Package Size}*0 | {Measure:Quantity}*{Package Size}*0 |  | 2018-07-01 | 2019-06-30 | 6 | 0.453 | 0.609 | 0.49 | 0.19 | 0.23 | 0.09 | 0.99 | 1 | 1 | 0.26 | 0.016 | {Measure:Quantity} | 1 | {Package Size} | 1 | [16 empty] | 1441 | 0 | 0 | 0.37638 | 0 | 0 | 0.14904 | 0.22561 | 0 | 0 | 0 | 0 | 0 | 0 | Res | Default DR | 445.9699 | 206.8689 | 0 | 0 | 0 | 0 | 0 | 0 | 652.8388 | 0 |  | 175.83 |  |  | 175.83 | 75.6% | 2.9893 | 1 | 131.8725 | 75% | Electric |  | X=AS212*AU212*175.83 | X=AS212*AU212*1441 | 0 | 0 | X=AS212*AU212*1.144*0.329 | 0 | 0 | X=AS212*AU212*AG212*0.329 | X=AS212*AU212*AH212*1.126*0.329 | X=AS212*AU212*10*0 | X=AS212*AU212*0 | X=AS212*AU212*0 | X=AS212*AU212*0 | X=AS212*AU212*0 | 0 | AG: {Factor:WinterCF}; AH: {Factor:SummerCF}; AS: {Measure:Quantity}; AU: {Package Size} | {Measure:Quantity} | {Package Size} | [8 empty] | {Measure:Quantity} | {Package Size} | [8 empty] | {Measure:Quantity} | {Package Size} | [8 empty] | {Measure:Quantity} | {Package Size} | {Factor:WinterCF} | [7 empty] | {Measure:Quantity} | {Package Size} | {Factor:SummerCF} | [7 empty] | {Measure:Quantity} | {Package Size} | [8 empty] | {Measure:Quantity} | {Package Size} | [8 empty] | {Measure:Quantity} | {Package Size} | [8 empty] | {Measure:Quantity} | {Package Size} | [8 empty] | {Measure:Quantity} | {Package Size} | [18 empty] | 2
Distributor Lighting | Outdoor_Type_C <5000 lm - long life | S6CLL | 2018-07-01 | 2019-06-30 | Calculated | {Measure:Quantity}*{Package Size}*30.81 | 0 | Calculated | {Measure:Quantity}*{Rebate per Package} | 0.1 | 2018-07-01 | 2019-06-30 | Calculated | {Measure:Quantity}*{Package Size}*694 |  |  | {Measure:Quantity}*{Package Size}*1.144*0.158 |  |  | {Measure:Quantity}*{Package Size}*{Factor:WinterCF}*0.158 | {Measure:Quantity}*{Package Size}*{Factor:SummerCF}*1.126*0.158 | {Measure:Quantity}*{Package Size}*10*0 | {Measure:Quantity}*{Package Size}*0 | {Measure:Quantity}*{Package Size}*0 | {Measure:Quantity}*{Package Size}*0 | {Measure:Quantity}*{Package Size}*0 |  | 2018-07-01 | 2019-06-30 | 11 | 0.453 | 0.609 | 0.49 | 0.19 | 0.23 | 0.09 | 0.99 | 1 | 1 | 0.26 | 0.016 | {Measure:Quantity} | 1 | {Package Size} | 1 | [16 empty] | 694 | 0 | 0 | 0.18075 | 0 | 0 | 0.071574 | 0.10835 | 0 | 0 | 0 | 0 | 0 | 0 | Res | Default DR | 374.0573 | 177.5411 | 0 | 0 | 0 | 0 | 0 | 0 | 551.5984 | 0 |  | 30.81 |  |  | 30.81 | 75.6% | 14.4141 | 1 | 23.1075 | 75% | Electric |  | X=AS213*AU213*30.81 | X=AS213*AU213*694 | 0 | 0 | X=AS213*AU213*1.144*0.158 | 0 | 0 | X=AS213*AU213*AG213*0.158 | X=AS213*AU213*AH213*1.126*0.158 | X=AS213*AU213*10*0 | X=AS213*AU213*0 | X=AS213*AU213*0 | X=AS213*AU213*0 | X=AS213*AU213*0 | 0 | AG: {Factor:WinterCF}; AH: {Factor:SummerCF}; AS: {Measure:Quantity}; AU: {Package Size} | {Measure:Quantity} | {Package Size} | [8 empty] | {Measure:Quantity} | {Package Size} | [8 empty] | {Measure:Quantity} | {Package Size} | [8 empty] | {Measure:Quantity} | {Package Size} | {Factor:WinterCF} | [7 empty] | {Measure:Quantity} | {Package Size} | {Factor:SummerCF} | [7 empty] | {Measure:Quantity} | {Package Size} | [8 empty] | {Measure:Quantity} | {Package Size} | [8 empty] | {Measure:Quantity} | {Package Size} | [8 empty] | {Measure:Quantity} | {Package Size} | [8 empty] | {Measure:Quantity} | {Package Size} | [18 empty] | 2
Distributor Lighting | Outdoor_Type_C <5000 lm - short life | S6CLS | 2018-07-01 | 2019-06-30 | Calculated | {Measure:Quantity}*{Package Size}*30.81 | 0 | Calculated | {Measure:Quantity}*{Rebate per Package} | 0.26 | 2018-07-01 | 2019-06-30 | Calculated | {Measure:Quantity}*{Package Size}*694 |  |  | {Measure:Quantity}*{Package Size}*1.144*0.158 |  |  | {Measure:Quantity}*{Package Size}*{Factor:WinterCF}*0.158 | {Measure:Quantity}*{Package Size}*{Factor:SummerCF}*1.126*0.158 | {Measure:Quantity}*{Package Size}*10*0 | {Measure:Quantity}*{Package Size}*0 | {Measure:Quantity}*{Package Size}*0 | {Measure:Quantity}*{Package Size}*0 | {Measure:Quantity}*{Package Size}*0 |  | 2018-07-01 | 2019-06-30 | 6 | 0.453 | 0.609 | 0.49 | 0.19 | 0.23 | 0.09 | 0.99 | 1 | 1 | 0.26 | 0.016 | {Measure:Quantity} | 1 | {Package Size} | 1 | [16 empty] | 694 | 0 | 0 | 0.18075 | 0 | 0 | 0.071574 | 0.10835 | 0 | 0 | 0 | 0 | 0 | 0 | Res | Default DR | 214.7836 | 99.3474 | 0 | 0 | 0 | 0 | 0 | 0 | 314.1309 | 0 |  | 30.81 |  |  | 30.81 | 75.6% | 8.2087 | 1 | 23.1075 | 75% | Electric |  | X=AS214*AU214*30.81 | X=AS214*AU214*694 | 0 | 0 | X=AS214*AU214*1.144*0.158 | 0 | 0 | X=AS214*AU214*AG214*0.158 | X=AS214*AU214*AH214*1.126*0.158 | X=AS214*AU214*10*0 | X=AS214*AU214*0 | X=AS214*AU214*0 | X=AS214*AU214*0 | X=AS214*AU214*0 | 0 | AG: {Factor:WinterCF}; AH: {Factor:SummerCF}; AS: {Measure:Quantity}; AU: {Package Size} | {Measure:Quantity} | {Package Size} | [8 empty] | {Measure:Quantity} | {Package Size} | [8 empty] | {Measure:Quantity} | {Package Size} | [8 empty] | {Measure:Quantity} | {Package Size} | {Factor:WinterCF} | [7 empty] | {Measure:Quantity} | {Package Size} | {Factor:SummerCF} | [7 empty] | {Measure:Quantity} | {Package Size} | [8 empty] | {Measure:Quantity} | {Package Size} | [8 empty] | {Measure:Quantity} | {Package Size} | [8 empty] | {Measure:Quantity} | {Package Size} | [8 empty] | {Measure:Quantity} | {Package Size} | [18 empty] | 2
Distributor Lighting | Outdoor_Type_C 5k_10k lm - long life | S6CML | 2018-07-01 | 2019-06-30 | Calculated | {Measure:Quantity}*{Package Size}*43.12 | 0 | Calculated | {Measure:Quantity}*{Rebate per Package} | 0.11 | 2018-07-01 | 2019-06-30 | Calculated | {Measure:Quantity}*{Package Size}*965 |  |  | {Measure:Quantity}*{Package Size}*1.144*0.22 |  |  | {Measure:Quantity}*{Package Size}*{Factor:WinterCF}*0.22 | {Measure:Quantity}*{Package Size}*{Factor:SummerCF}*1.126*0.22 | {Measure:Quantity}*{Package Size}*10*0 | {Measure:Quantity}*{Package Size}*0 | {Measure:Quantity}*{Package Size}*0 | {Measure:Quantity}*{Package Size}*0 | {Measure:Quantity}*{Package Size}*0 |  | 2018-07-01 | 2019-06-30 | 11 | 0.453 | 0.609 | 0.49 | 0.19 | 0.23 | 0.09 | 0.99 | 1 | 1 | 0.26 | 0.016 | {Measure:Quantity} | 1 | {Package Size} | 1 | [16 empty] | 965 | 0 | 0 | 0.25168 | 0 | 0 | 0.09966 | 0.15086 | 0 | 0 | 0 | 0 | 0 | 0 | Res | Default DR | 520.1229 | 247.2091 | 0 | 0 | 0 | 0 | 0 | 0 | 767.332 | 0 |  | 43.12 |  |  | 43.12 | 75.6% | 14.3272 | 1 | 32.34 | 75% | Electric |  | X=AS215*AU215*43.12 | X=AS215*AU215*965 | 0 | 0 | X=AS215*AU215*1.144*0.22 | 0 | 0 | X=AS215*AU215*AG215*0.22 | X=AS215*AU215*AH215*1.126*0.22 | X=AS215*AU215*10*0 | X=AS215*AU215*0 | X=AS215*AU215*0 | X=AS215*AU215*0 | X=AS215*AU215*0 | 0 | AG: {Factor:WinterCF}; AH: {Factor:SummerCF}; AS: {Measure:Quantity}; AU: {Package Size} | {Measure:Quantity} | {Package Size} | [8 empty] | {Measure:Quantity} | {Package Size} | [8 empty] | {Measure:Quantity} | {Package Size} | [8 empty] | {Measure:Quantity} | {Package Size} | {Factor:WinterCF} | [7 empty] | {Measure:Quantity} | {Package Size} | {Factor:SummerCF} | [7 empty] | {Measure:Quantity} | {Package Size} | [8 empty] | {Measure:Quantity} | {Package Size} | [8 empty] | {Measure:Quantity} | {Package Size} | [8 empty] | {Measure:Quantity} | {Package Size} | [8 empty] | {Measure:Quantity} | {Package Size} | [18 empty] | 2
Distributor Lighting | Outdoor_Type_C 5k_10k lm - short life | S6CMS | 2018-07-01 | 2019-06-30 | Calculated | {Measure:Quantity}*{Package Size}*43.12 | 0 | Calculated | {Measure:Quantity}*{Rebate per Package} | 0.27 | 2018-07-01 | 2019-06-30 | Calculated | {Measure:Quantity}*{Package Size}*965 |  |  | {Measure:Quantity}*{Package Size}*1.144*0.22 |  |  | {Measure:Quantity}*{Package Size}*{Factor:WinterCF}*0.22 | {Measure:Quantity}*{Package Size}*{Factor:SummerCF}*1.126*0.22 | {Measure:Quantity}*{Package Size}*10*0 | {Measure:Quantity}*{Package Size}*0 | {Measure:Quantity}*{Package Size}*0 | {Measure:Quantity}*{Package Size}*0 | {Measure:Quantity}*{Package Size}*0 |  | 2018-07-01 | 2019-06-30 | 6 | 0.453 | 0.609 | 0.49 | 0.19 | 0.23 | 0.09 | 0.99 | 1 | 1 | 0.26 | 0.016 | {Measure:Quantity} | 1 | {Package Size} | 1 | [16 empty] | 965 | 0 | 0 | 0.25168 | 0 | 0 | 0.09966 | 0.15086 | 0 | 0 | 0 | 0 | 0 | 0 | Res | Default DR | 298.6544 | 138.3318 | 0 | 0 | 0 | 0 | 0 | 0 | 436.9862 | 0 |  | 43.12 |  |  | 43.12 | 75.6% | 8.1592 | 1 | 32.34 | 75% | Electric |  | X=AS216*AU216*43.12 | X=AS216*AU216*965 | 0 | 0 | X=AS216*AU216*1.144*0.22 | 0 | 0 | X=AS216*AU216*AG216*0.22 | X=AS216*AU216*AH216*1.126*0.22 | X=AS216*AU216*10*0 | X=AS216*AU216*0 | X=AS216*AU216*0 | X=AS216*AU216*0 | X=AS216*AU216*0 | 0 | AG: {Factor:WinterCF}; AH: {Factor:SummerCF}; AS: {Measure:Quantity}; AU: {Package Size} | {Measure:Quantity} | {Package Size} | [8 empty] | {Measure:Quantity} | {Package Size} | [8 empty] | {Measure:Quantity} | {Package Size} | [8 empty] | {Measure:Quantity} | {Package Size} | {Factor:WinterCF} | [7 empty] | {Measure:Quantity} | {Package Size} | {Factor:SummerCF} | [7 empty] | {Measure:Quantity} | {Package Size} | [8 empty] | {Measure:Quantity} | {Package Size} | [8 empty] | {Measure:Quantity} | {Package Size} | [8 empty] | {Measure:Quantity} | {Package Size} | [8 empty] | {Measure:Quantity} | {Package Size} | [18 empty] | 2
Distributor Lighting | [6 empty] | 0 |  |  | 5.28 | [89 empty] | 0 | 0 | 0 | 0 | 0 | 0 | 0 | 0 | 0 | 0 | 0 | 0 | 0 | 0 | 0 | AG: {Factor:WinterCF}; AH: {Factor:SummerCF} | [110 empty] | 0
Distributor Program | Heat Pump Water Heater | HPWH | 2018-07-01 | 2019-06-30 | Calculated | if({Previous Mark Down (y/n)}=1,0,{Measure:Quantity} * 908.00) | 0 | Calculated | {Measure:Quantity}*({Rebate Amount}+{Bonus Amount}) | 0 | 2018-07-01 | 2019-06-30 | Calculated | if({Previous Mark Down (y/n)}=1,0,{Measure:Quantity} * 2125) |  |  | if({Previous Mark Down (y/n)}=1,0,{Measure:Quantity} * .419) |  |  | if({Previous Mark Down (y/n)}=1,0,{Measure:Quantity} * .419) | if({Previous Mark Down (y/n)}=1,0,{Measure:Quantity} * .196) | [6 empty] | 2016-07-01 | 2019-06-30 | 13 | 1 | 1 | 0.358 | 0.308 | 0.179 | 0.155 | 1 | 1 | 1 | 0.21 | 0.033 | {Previous Mark Down (y/n)} | 0 | {Measure:Quantity} | 1 | [16 empty] | 2125 | 0 | 0 | 0.419 | 0 | 0 | 0.419 | 0.196 | 0 | 0 | 0 | 0 | 0 | 0 | Res | Default DR | 1302.1222 | 863.3847 | 0 | 0 | 0 | 0 | 0 | 0 | 2165.5069 | 0 |  | 908 |  |  | 908 | 82.3% | 1.7822 | 1 | 1000 |  | Electric |  | X=if(AS218=1,0,AU218 * 908.00) | X=if(AS218=1,0,AU218 * 2125) | 0 | 0 | X=if(AS218=1,0,AU218 * .419) | 0 | 0 | X=if(AS218=1,0,AU218 * .419) | X=if(AS218=1,0,AU218 * .196) | 0 | 0 | 0 | 0 | 0 | 0 | AG: {Factor:WinterCF}; AH: {Factor:SummerCF}; AS: {Previous Mark Down (y/n)}; AU: {Measure:Quantity} | {Previous Mark Down (y/n)} | {Measure:Quantity} | [8 empty] | {Previous Mark Down (y/n)} | {Measure:Quantity} | [8 empty] | {Previous Mark Down (y/n)} | {Measure:Quantity} | [8 empty] | {Previous Mark Down (y/n)} | {Measure:Quantity} | [8 empty] | {Previous Mark Down (y/n)} | {Measure:Quantity} | [68 empty] | 2
Home Energy Savings Program - Electric | Air Sealing | AA | 2018-07-01 | 2019-06-30 | Per Measure | $1037.00 | 0 | Manual Entry | $0.00 | 0 | 2018-07-01 | 2019-06-30 | Calculated | 2013 |  |  | 0.034 |  |  | 0.44 | 0.034 | [5 empty] | 0 | 2018-07-01 | 2019-06-30 | 15 | 1 | 1 | 0.385 | 0.541 | 0.033 | 0.04 | 1 | 1 | 1 | 0.25 | 0 | [20 empty] | 2013 | 0 | 0 | 0.034 | 0 | 0 | 0.44 | 0.034 | 0 | 0 | 0 | 0 | 0 | 0 | Res | Default DR | 1460.9841 | 872.2034 | 0 | 0 | 0 | 0 | 0 | 0 | 2333.1875 | 0 |  | 1037 |  |  | 1037 | 75% | 1.9936 | 1 | 400 |  | Electric |  | X=$1037.00 | X=2013 | 0 | 0 | X=0.034 | 0 | 0 | X=0.44 | X=0.034 | 0 | 0 | 0 | 0 | 0 | X=0 | AG: {Factor:WinterCF}; AH: {Factor:SummerCF} | [110 empty] | 0
Home Energy Savings Program - Electric | Attic Insulation | BA | 2018-07-01 | 2019-06-30 | Per Measure | $3722.00 | 0 | Manual Entry | $0.00 | 0 | 2018-07-01 | 2019-06-30 | Calculated | 3699 |  |  | 0.063 |  |  | 0.808 | 0.063 | [5 empty] | 0 | 2018-07-01 | 2019-06-30 | 25 | 1 | 1 | 0.385 | 0.541 | 0.033 | 0.04 | 1 | 1 | 1 | 0.25 | 0 | [20 empty] | 3699 | 0 | 0 | 0.063 | 0 | 0 | 0.808 | 0.063 | 0 | 0 | 0 | 0 | 0 | 0 | Res | Default DR | 3902.3531 | 2532.2201 | 0 | 0 | 0 | 0 | 0 | 0 | 6434.5731 | 0 |  | 3722 |  |  | 3722 | 75% | 1.5867 | 1 | 1000 |  | Electric |  | X=$3722.00 | X=3699 | 0 | 0 | X=0.063 | 0 | 0 | X=0.808 | X=0.063 | 0 | 0 | 0 | 0 | 0 | X=0 | AG: {Factor:WinterCF}; AH: {Factor:SummerCF} | [110 empty] | 0
Home Energy Savings Program - Electric | Basement Insulation | BB | 2018-07-01 | 2019-06-30 | Per Measure | $3808.00 | 0 | Manual Entry | $0.00 | 0 | 2018-07-01 | 2019-06-30 | Calculated | 8718 |  |  | 0 |  |  | 1.918 | 0 | [5 empty] | 0 | 2018-07-01 | 2019-06-30 | 25 | 1 | 1 | 0.401 | 0.585 | 0.002 | 0.011 | 1 | 1 | 1 | 0.25 | 0 | [20 empty] | 8718 | 0 | 0 | 0 | 0 | 0 | 1.918 | 0 | 0 | 0 | 0 | 0 | 0 | 0 | Res | Default DR | 9272.0064 | 5785.3461 | 0 | 0 | 0 | 0 | 0 | 0 | 15057.3525 | 0 |  | 3808 |  |  | 3808 | 75% | 3.6359 | 1 | 1000 |  | Electric |  | X=$3808.00 | X=8718 | 0 | 0 | X=0 | 0 | 0 | X=1.918 | X=0 | 0 | 0 | 0 | 0 | 0 | X=0 | AG: {Factor:WinterCF}; AH: {Factor:SummerCF} | [110 empty] | 0
Home Energy Savings Program - Electric | Wall Insulation | BW | 2018-07-01 | 2019-06-30 | Per Measure | $3575.00 | 0 | Manual Entry | $0.00 | 0 | 2018-07-01 | 2019-06-30 | Calculated | 11815 |  |  | 0.201 |  |  | 2.582 | 0.201 | [5 empty] | 0 | 2018-07-01 | 2019-06-30 | 25 | 1 | 1 | 0.385 | 0.541 | 0.033 | 0.04 | 1 | 1 | 1 | 0.25 | 0 | [20 empty] | 11815 | 0 | 0 | 0.201 | 0 | 0 | 2.582 | 0.201 | 0 | 0 | 0 | 0 | 0 | 0 | Res | Default DR | 12464.5314 | 8091.3405 | 0 | 0 | 0 | 0 | 0 | 0 | 20555.8719 | 0 |  | 3575 |  |  | 3575 | 75% | 5.2595 | 1 | 1000 |  | Electric |  | X=$3575.00 | X=11815 | 0 | 0 | X=0.201 | 0 | 0 | X=2.582 | X=0.201 | 0 | 0 | 0 | 0 | 0 | X=0 | AG: {Factor:WinterCF}; AH: {Factor:SummerCF} | [110 empty] | 0
Home Energy Savings Program - Electric | Ductless HP | CH | 2018-07-01 | 2019-06-30 | Per Measure | $682.00 | 0 | Manual Entry | $0.00 | 0 | 2018-07-01 | 2019-06-30 | Modeled | [14 empty] | 2018-07-01 | 2019-06-30 | 18 | 1 | 1 | 0.37724 | 0.51158 | 0.061713 | 0.04937 | 1 | 1 | 1 | 0.25 | 0 | [20 empty] | -255.1931 | [5 empty] | -0.25134 | 0.27266 | 0 | 1.8582 | 7.5059 | 0.12527 | 0.57417 | 0 | Res | Default DR | -211.2883 | -259.0567 | 0 | 2493.3418 | 37.3146 | 855.8942 | 185.8726 | 0 | 3572.4233 | 470.345 |  | 682 |  |  | 1152.345 | 75% | 2.7084 | 1 | 500 |  | Electric |  | X=$682.00 | 0 | 0 | 0 | 0 | 0 | 0 | 0 | 0 | 0 | 0 | 0 | 0 | 0 | 0 | AG: {Factor:WinterCF}; AH: {Factor:SummerCF} | [110 empty] | 0
Home Energy Savings Program - Electric | Ductless HP second head/unit | CH2 | 2018-07-01 | 2019-06-30 | Per Measure | $682.00 | 0 | Manual Entry | $0.00 | 0 | 2018-07-01 | 2019-06-30 | Modeled | [14 empty] | 2018-07-01 | 2019-06-30 | 18 | 1 | 1 | 0.36782 | 0.49618 | 0.076016 | 0.059862 | 1 | 1 | 1 | 0.25 | 0 | [20 empty] | -133.412 | [5 empty] | -0.099329 | 0.13601 | 0 | 0.93344 | 3.7705 | 0.062929 | 0.28842 | 0 | Res | Default DR | -109.8645 | -70.5543 | 0 | 1252.4889 | 18.7444 | 429.9443 | 93.37 | 0 | 1794.5476 | 180.4188 |  | 682 |  |  | 862.4188 | 75% | 1.8975 | 1 | 250 |  | Electric |  | X=$682.00 | 0 | 0 | 0 | 0 | 0 | 0 | 0 | 0 | 0 | 0 | 0 | 0 | 0 | 0 | AG: {Factor:WinterCF}; AH: {Factor:SummerCF} | [110 empty] | 0
Home Energy Savings Program - Electric | Duct Insulation | DDI | 2018-07-01 | 2019-06-30 | Calculated | {Project Cost} | 0 | Manual Entry | $0.00 | 0 | 2018-07-01 | 2019-06-30 | Calculated | {Basement Supply} * 2299 + {Basement Return} * 555 + {Attic Supply} * 2549 + {Attic Return} * 739 |  |  | {Basement Supply} * 0.006 + {Basement Return} * 0.002 + {Attic Supply} * 0.012 + {Attic Return} * 0.007 |  |  | {Basement Supply} * 1.31 + {Basement Return} * 0.316 + {Attic Supply} * 1.453 + {Attic Return} * 0.421 | {Basement Supply} * 0.006 + {Basement Return} * 0.002 + {Attic Supply} * 0.012 + {Attic Return} * 0.007 | 0.0000 | 0.0000 | 0.0000 | 0.0000 | 0.0000 | 0.0000 | 2018-07-01 | 2019-06-30 | 25 | 1 | 1 | 0.385 | 0.541 | 0.033 | 0.04 | 1 | 1 | 1 | 0.25 | 0 | {Project Cost} | 1000 | {Basement Supply} | 1 | {Basement Return} | 0 | {Attic Supply} | 0 | {Attic Return} | 0 | [10 empty] | 2299 | 0 | 0 | 0.006 | 0 | 0 | 1.31 | 0.006 | 0 | 0 | 0 | 0 | 0 | 0 | Res | Default DR | 2425.3879 | 3960.4585 | 0 | 0 | 0 | 0 | 0 | 0 | 6385.8464 | 0 |  | 1000 |  |  | 1000 | 75% | 5.9867 | 1 | 200 |  | Electric |  | X=AS225 | X=AU225 * 2299 + AW225 * 555 + AY225 * 2549 + BA225 * 739 | 0 | 0 | X=AU225 * 0.006 + AW225 * 0.002 + AY225 * 0.012 + BA225 * 0.007 | 0 | 0 | X=AU225 * 1.31 + AW225 * 0.316 + AY225 * 1.453 + BA225 * 0.421 | X=AU225 * 0.006 + AW225 * 0.002 + AY225 * 0.012 + BA225 * 0.007 | X=0.0000 | X=0.0000 | X=0.0000 | X=0.0000 | X=0.0000 | X=0.0000 | AG: {Factor:WinterCF}; AH: {Factor:SummerCF}; AS: {Project Cost}; AU: {Basement Supply}; AW: {Basement Return}; AY: {Attic Supply}; BA: {Attic Return} | {Project Cost} | [9 empty] | {Basement Supply} | {Basement Return} | {Attic Supply} | {Attic Return} | [6 empty] | {Basement Supply} | {Basement Return} | {Attic Supply} | {Attic Return} | [6 empty] | {Basement Supply} | {Basement Return} | {Attic Supply} | {Attic Return} | [6 empty] | {Basement Supply} | {Basement Return} | {Attic Supply} | {Attic Return} | [66 empty] | 5
Home Energy Savings Program - Electric | Duct Sealing | DDS | 2018-07-01 | 2019-06-30 | Calculated | {Project Cost} | 0 | Manual Entry | $0.00 | 0 | 2018-07-01 | 2019-06-30 | Calculated | 1170 |  |  | 0.006 |  |  | 1.817 | 0.006 | [6 empty] | 2018-07-01 | 2019-06-30 | 25 | 1 | 1 | 0.385 | 0.541 | 0.033 | 0.04 | 1 | 1 | 1 | 0.25 | 0 | {Project Cost} | 1000 | [18 empty] | 1170 | 0 | 0 | 0.006 | 0 | 0 | 1.817 | 0.006 | 0 | 0 | 0 | 0 | 0 | 0 | Res | Default DR | 1234.3209 | 5489.7445 | 0 | 0 | 0 | 0 | 0 | 0 | 6724.0654 | 0 |  | 1000 |  |  | 1000 | 75% | 6.3038 | 1 | 200 |  | Electric |  | X=AS226 | X=1170 | 0 | 0 | X=0.006 | 0 | 0 | X=1.817 | X=0.006 | 0 | 0 | 0 | 0 | 0 | 0 | AG: {Factor:WinterCF}; AH: {Factor:SummerCF}; AS: {Project Cost} | {Project Cost} | [109 empty] | 1
Home Energy Savings Program - Electric | Central Heat Pump | DHA | 2018-07-01 | 2019-06-30 | Per Measure | $2000.00 | 0 | Manual Entry | $0.00 | 0 | 2018-07-01 | 2019-06-30 | Per Measure | 2062.0000 |  |  | 0.0130 |  |  | 0.3950 | 0.0130 | 0.0000 | 0.0000 | 0.0000 | 0.0000 | 0.0000 | 0.0000 | 2018-07-01 | 2019-06-30 | 25 | 0.5 | 0.25 | 0.385 | 0.541 | 0.033 | 0.04 | 1 | 1 | 1 | 0.25 | 0 | [20 empty] | 2062 | 0 | 0 | 0.013 | 0 | 0 | 0.395 | 0.013 | 0 | 0 | 0 | 0 | 0 | 0 | Res | Default DR | 2175.3588 | 1211.0618 | 0 | 0 | 0 | 0 | 0 | 0 | 3386.4205 | 0 |  | 2000 |  |  | 2000 | 75% | 1.563 | 1 | 500 |  | RGGI |  | X=$2000.00 | X=2062.0000 | 0 | 0 | X=0.0130 | 0 | 0 | X=0.3950 | X=0.0130 | X=0.0000 | X=0.0000 | X=0.0000 | X=0.0000 | X=0.0000 | X=0.0000 | AG: {Factor:WinterCF}; AH: {Factor:SummerCF} | [110 empty] | 0
Home Energy Savings Program - Electric | [6 empty] | 0 |  |  | 0 | [89 empty] | 0 | 0 | 0 | 0 | 0 | 0 | 0 | 0 | 0 | 0 | 0 | 0 | 0 | 0 | 0 | AG: {Factor:WinterCF}; AH: {Factor:SummerCF} | [110 empty] | 0
Home Energy Savings Program - Natural Gas | Air Sealing | AA | 2018-07-01 | 2019-06-30 | Per Measure | $1037.00 | 0 | Manual Entry | $0.00 | 0 | 2018-07-01 | 2019-06-30 | Calculated | if({Fuel Type}=6,2013,if({Fuel Type}=0,89,13)) |  |  | if({Fuel Type}=6,0.034,if({Fuel Type}=0,0.034,0.034)) |  |  | if({Fuel Type}=6,0.44,if({Fuel Type}=0,0.017,0)) | if({Fuel Type}=6,0.034,if({Fuel Type}=0,0.034,0.034)) | if({Fuel Type}=1,8.519,if({Fuel Type}=0,0.763,0))*10 | if({Fuel Type}=2,8.519,if({Fuel Type} = 0,1.11,0)) | if({Fuel Type}=3,8.519,if({Fuel Type} = 0,5.788,0)) | if({Fuel Type}=4,8.519,if({Fuel Type} = 0,0.119,0)) | if({Fuel Type}=5,8.519,if({Fuel Type} = 0,0.364,0)) | 0.0000 | 2018-07-01 | 2019-06-30 | 15 | 0 | 1 | 0 | 0 | 0.666 | 0.301 | 1 | 1 | 1 | 0.25 | 0 | {Fuel Type} | 1 | [18 empty] | 13 | 0 | 0 | 0.034 | 0 | 0 | 0 | 0.034 | 85.19 | 0 | 0 | 0 | 0 | 0 | Res | Default DR | 7.2417 | 32.4452 | 795.8726 | 0 | 0 | 0 | 0 | 0 | 835.5596 | 0 |  | 1037 |  |  | 1037 | 75% | 0.71395 | 0 | 400 |  | NG | 0 | X=$1037.00 | X=if(AS229=6,2013,if(AS229=0,89,13)) | 0 | 0 | X=if(AS229=6,0.034,if(AS229=0,0.034,0.034)) | 0 | 0 | X=if(AS229=6,0.44,if(AS229=0,0.017,0)) | X=if(AS229=6,0.034,if(AS229=0,0.034,0.034)) | X=if(AS229=1,8.519,if(AS229=0,0.763,0))*10 | X=if(AS229=2,8.519,if(AS229 = 0,1.11,0)) | X=if(AS229=3,8.519,if(AS229 = 0,5.788,0)) | X=if(AS229=4,8.519,if(AS229 = 0,0.119,0)) | X=if(AS229=5,8.519,if(AS229 = 0,0.364,0)) | X=0.0000 | AG: {Factor:WinterCF}; AH: {Factor:SummerCF}; AS: {Fuel Type} | [10 empty] | {Fuel Type} | {Fuel Type} | [8 empty] | {Fuel Type} | {Fuel Type} | [8 empty] | {Fuel Type} | {Fuel Type} | [8 empty] | {Fuel Type} | {Fuel Type} | [8 empty] | {Fuel Type} | {Fuel Type} | [8 empty] | {Fuel Type} | {Fuel Type} | [8 empty] | {Fuel Type} | {Fuel Type} | [8 empty] | {Fuel Type} | {Fuel Type} | [8 empty] | {Fuel Type} | {Fuel Type} | [18 empty] | 1
Home Energy Savings Program - Natural Gas | Attic Insulation | BA | 2018-07-01 | 2019-06-30 | Per Measure | $3722.00 | 0 | Manual Entry | $0.00 | 0 | 2018-07-01 | 2019-06-30 | Calculated | if({Fuel Type}=6,3699,if({Fuel Type}=0,164,24)) |  |  | if({Fuel Type}=6,0.063,if({Fuel Type}=0,0.063,0.063)) |  |  | if({Fuel Type}=6,0.808,if({Fuel Type}=0,0.031,0)) | if({Fuel Type}=6,0.063,if({Fuel Type}=0,0.063,0.063)) | if({Fuel Type}=1,39.6,if({Fuel Type}=0,1.402,0))*10 | if({Fuel Type}=2,15.576,if({Fuel Type}=0,2.04,0)) | if({Fuel Type}=3,15.576,if({Fuel Type} = 0,10.638,0)) | if({Fuel Type}=4,15.576,if({Fuel Type} = 0,0.218,0)) | if({Fuel Type}=5,15.576,if({Fuel Type} = 0,0.670,0)) | 0.0000 | 2018-07-01 | 2019-06-30 | 25 | 0 | 1 | 0 | 0 | 0.666 | 0.301 | 1 | 1 | 1 | 0.25 | 0 | {Fuel Type} | 1 | [18 empty] | 24 | 0 | 0 | 0.063 | 0 | 0 | 0 | 0.063 | 396 | 0 | 0 | 0 | 0 | 0 | Res | RGGI DR | 21.6721 | 95.0148 | 5587.9861 | 0 | 0 | 0 | 0 | 0 | 5704.673 | 0 |  | 3722 |  |  | 3722 | 75% | 1.2999 | 1 | 2000 |  | NG |  | X=$3722.00 | X=if(AS230=6,3699,if(AS230=0,164,24)) | 0 | 0 | X=if(AS230=6,0.063,if(AS230=0,0.063,0.063)) | 0 | 0 | X=if(AS230=6,0.808,if(AS230=0,0.031,0)) | X=if(AS230=6,0.063,if(AS230=0,0.063,0.063)) | X=if(AS230=1,39.6,if(AS230=0,1.402,0))*10 | X=if(AS230=2,15.576,if(AS230=0,2.04,0)) | X=if(AS230=3,15.576,if(AS230 = 0,10.638,0)) | X=if(AS230=4,15.576,if(AS230 = 0,0.218,0)) | X=if(AS230=5,15.576,if(AS230 = 0,0.670,0)) | X=0.0000 | AG: {Factor:WinterCF}; AH: {Factor:SummerCF}; AS: {Fuel Type} | [10 empty] | {Fuel Type} | {Fuel Type} | [8 empty] | {Fuel Type} | {Fuel Type} | [8 empty] | {Fuel Type} | {Fuel Type} | [8 empty] | {Fuel Type} | {Fuel Type} | [8 empty] | {Fuel Type} | {Fuel Type} | [8 empty] | {Fuel Type} | {Fuel Type} | [8 empty] | {Fuel Type} | {Fuel Type} | [8 empty] | {Fuel Type} | {Fuel Type} | [8 empty] | {Fuel Type} | {Fuel Type} | [18 empty] | 1
Home Energy Savings Program - Natural Gas | Basement Insulation | BB | 2018-07-01 | 2019-06-30 | Per Measure | $3808.00 | 0 | Manual Entry | $0.00 | 0 | 2018-07-01 | 2019-06-30 | Calculated |  |  |  | 0.0000 |  |  |  |  | 36.950*10 |  |  |  |  | 0 | 2018-07-01 | 2019-06-30 | 25 | 0 | 0 | 0 | 0 | 0 | 0 | 1 | 1 | 1 | 0.25 | 0 | [20 empty] | 0 | 0 | 0 | 0 | 0 | 0 | 0 | 0 | 369.5 | 0 | 0 | 0 | 0 | 0 | Res | Default DR | 0 | 0 | 5214.0426 | 0 | 0 | 0 | 0 | 0 | 5214.0426 | 0 |  | 3808 |  |  | 3808 | 75% | 1.1652 | 1 | 2000 |  | NG |  | X=$3808.00 | 0 | 0 | 0 | X=0.0000 | 0 | 0 | 0 | 0 | X=36.950*10 | 0 | 0 | 0 | 0 | X=0 | AG: {Factor:WinterCF}; AH: {Factor:SummerCF} | [110 empty] | 0
Home Energy Savings Program - Natural Gas | Wall Insulation | BW | 2018-07-01 | 2019-06-30 | Per Measure | $3575.00 | 0 | Manual Entry | $0.00 | 0 | 2018-07-01 | 2019-06-30 | Calculated |  |  |  | 0.201 |  |  |  | 0.201 | 49.747*10 |  |  |  |  | 0 | 2018-07-01 | 2019-06-30 | 25 | 0 | 1 | 0 | 0 | 0.666 | 0.301 | 1 | 1 | 1 | 0.25 | 0 | [20 empty] | 0 | 0 | 0 | 0.201 | 0 | 0 | 0 | 0.201 | 497.47 | 0 | 0 | 0 | 0 | 0 | Res | Default DR | 0 | 303.1425 | 7019.8369 | 0 | 0 | 0 | 0 | 0 | 7322.9794 | 0 |  | 3575 |  |  | 3575 | 75% | 1.7264 | 1 | 2000 |  | NG |  | X=$3575.00 | 0 | 0 | 0 | X=0.201 | 0 | 0 | 0 | X=0.201 | X=49.747*10 | 0 | 0 | 0 | 0 | X=0 | AG: {Factor:WinterCF}; AH: {Factor:SummerCF} | [110 empty] | 0
Home Energy Savings Program - Natural Gas | Boiler | DB | 2018-07-01 | 2019-06-30 | Calculated | {Measure:Quantity}*1785 | 0 | Manual Entry | $0.00 | 0 | 2018-07-01 | 2019-06-30 | Calculated |  |  |  | 0.0000 |  |  |  |  | 14.841*10 |  |  |  |  | 0 | 2018-07-01 | 2019-06-30 | 25 | 0 | 0 | 0 | 0 | 0 | 0 | 1 | 1 | 1 | 0.25 | 0 | {Measure:Quantity} | 1 | [18 empty] | 0 | 0 | 0 | 0 | 0 | 0 | 0 | 0 | 148.41 | 0 | 0 | 0 | 0 | 0 | Res | Default DR | 0 | 0 | 2094.2248 | 0 | 0 | 0 | 0 | 0 | 2094.2248 | 0 |  | 1785 |  |  | 1785 | 75% | 0.98862 | 0 | 1000 |  | NG |  | X=AS233*1785 | 0 | 0 | 0 | X=0.0000 | 0 | 0 | 0 | 0 | X=14.841*10 | 0 | 0 | 0 | 0 | X=0 | AG: {Factor:WinterCF}; AH: {Factor:SummerCF}; AS: {Measure:Quantity} | {Measure:Quantity} | [109 empty] | 1
Home Energy Savings Program - Natural Gas | Duct Insulation | DDI | 2018-07-01 | 2019-06-30 | Calculated | {Project Cost} | 0 | Manual Entry | $0.00 | 0 | 2018-07-01 | 2019-06-30 | Calculated | {Basement Supply} * 0 + {Basement Return} * 0 + {Attic Supply} * 1 + {Attic Return} * 0 |  |  | {Basement Supply} * 0.006 + {Basement Return} * 0.002 + {Attic Supply} * 0.012 + {Attic Return} * 0.007 |  |  |  |  | ({Basement Supply} * 9.743 + {Basement Return} * 2.352 + {Attic Supply} * 10.802 + {Attic Return} * 3.132)*10 | [5 empty] | 2018-07-01 | 2019-06-30 | 25 | 0 | 1 | 0 | 0 | 0.666 | 0.301 | 1 | 1 | 1 | 0.25 | 0 | {Project Cost} | 1000 | {Basement Supply} | 1 | {Basement Return} | 0 | {Attic Supply} | 0 | {Attic Return} | 0 | [10 empty] | 0 | 0 | 0 | 0.006 | 0 | 0 | 0 | 0 | 97.43 | 0 | 0 | 0 | 0 | 0 | Res | Default DR | 0 | 0 | 1374.8421 | 0 | 0 | 0 | 0 | 0 | 1374.8421 | 0 |  | 1000 |  |  | 1000 | 75% | 1.2889 | 1 | 200 |  | NG |  | X=AS234 | X=AU234 * 0 + AW234 * 0 + AY234 * 1 + BA234 * 0 | 0 | 0 | X=AU234 * 0.006 + AW234 * 0.002 + AY234 * 0.012 + BA234 * 0.007 | 0 | 0 | 0 | 0 | X=(AU234 * 9.743 + AW234 * 2.352 + AY234 * 10.802 + BA234 * 3.132)*10 | 0 | 0 | 0 | 0 | 0 | AG: {Factor:WinterCF}; AH: {Factor:SummerCF}; AS: {Project Cost}; AU: {Basement Supply}; AW: {Basement Return}; AY: {Attic Supply}; BA: {Attic Return} | {Project Cost} | [9 empty] | {Basement Supply} | {Basement Return} | {Attic Supply} | {Attic Return} | [6 empty] | {Basement Supply} | {Basement Return} | {Attic Supply} | {Attic Return} | [26 empty] | {Basement Supply} | {Basement Return} | {Attic Supply} | {Attic Return} | [56 empty] | 5
Home Energy Savings Program - Natural Gas | Duct Sealing | DDS | 2018-07-01 | 2019-06-30 | Calculated | {Project Cost} | 0 | Manual Entry | $0.00 | 0 | 2018-07-01 | 2019-06-30 | Calculated | 168 |  |  | 0 |  |  |  |  | 6.607*10 | [5 empty] | 2018-07-01 | 2019-06-30 | 25 | 0 | 1 | 0 | 0 | 0.666 | 0.301 | 1 | 1 | 1 | 0.25 | 0 | {Project Cost} | 1000 | [18 empty] | 168 | 0 | 0 | 0 | 0 | 0 | 0 | 0 | 66.07 | 0 | 0 | 0 | 0 | 0 | Res | Default DR | 151.7046 | 0 | 932.3188 | 0 | 0 | 0 | 0 | 0 | 1084.0234 | 0 |  | 1000 |  |  | 1000 | 75% | 1.0163 | 1 | 200 |  | NG |  | X=AS235 | X=168 | 0 | 0 | X=0 | 0 | 0 | 0 | 0 | X=6.607*10 | 0 | 0 | 0 | 0 | 0 | AG: {Factor:WinterCF}; AH: {Factor:SummerCF}; AS: {Project Cost} | {Project Cost} | [109 empty] | 1
Home Energy Savings Program - Natural Gas | Furnace | DF | 2018-07-01 | 2019-06-30 | Calculated | {Measure:Quantity}*1438 | 0 | Manual Entry | $0.00 | 0 | 2018-07-01 | 2019-06-30 | Calculated |  |  |  | 0.0000 |  |  |  |  | 18.361*10 |  |  |  |  | 0 | 2018-07-01 | 2019-06-30 | 25 | 0 | 0 | 0 | 0 | 0 | 0 | 1 | 1 | 1 | 0.25 | 0 | {Measure:Quantity} | 1 | [18 empty] | 0 | 0 | 0 | 0 | 0 | 0 | 0 | 0 | 183.61 | 0 | 0 | 0 | 0 | 0 | Res | Default DR | 0 | 0 | 2590.9347 | 0 | 0 | 0 | 0 | 0 | 2590.9347 | 0 |  | 1438 |  |  | 1438 | 75% | 1.4627 | 1 | 1000 |  | NG |  | X=AS236*1438 | 0 | 0 | 0 | X=0.0000 | 0 | 0 | 0 | 0 | X=18.361*10 | 0 | 0 | 0 | 0 | X=0 | AG: {Factor:WinterCF}; AH: {Factor:SummerCF}; AS: {Measure:Quantity} | {Measure:Quantity} | [109 empty] | 1
Home Energy Savings Program - Natural Gas | Hydronic Heating Pipe Insulation | DPI | 2018-07-01 | 2019-06-30 | Calculated | {Project Cost} | 0 | Manual Entry | $0.00 | 0 | 2018-07-01 | 2019-06-30 | Calculated |  |  |  | 0 |  |  |  |  | 4.807*10 | [5 empty] | 2018-07-01 | 2019-06-30 | 25 | 0 | 0 | 0 | 0 | 0 | 0 | 1 | 1 | 1 | 0.25 | 0 | {Project Cost} | 600 | [18 empty] | 0 | 0 | 0 | 0 | 0 | 0 | 0 | 0 | 48.07 | 0 | 0 | 0 | 0 | 0 | Res | Default DR | 0 | 0 | 678.3194 | 0 | 0 | 0 | 0 | 0 | 678.3194 | 0 |  | 1000 |  |  | 1000 | 75% | 0.63592 | 0 | 200 |  | NG | 0 | X=AS237 | 0 | 0 | 0 | X=0 | 0 | 0 | 0 | 0 | X=4.807*10 | 0 | 0 | 0 | 0 | 0 | AG: {Factor:WinterCF}; AH: {Factor:SummerCF}; AS: {Project Cost} | {Project Cost} | [109 empty] | 1
Home Energy Savings Program - Natural Gas | Natural Gas Water Heater | NGWH | 2018-07-01 | 2019-06-30 | Per Measure | $242.00 | 0 | Manual Entry | $0.00 | 0 | 2018-07-01 | 2019-06-30 | Calculated |  |  |  | 0.0000 |  |  |  |  | 5.37*10 |  |  |  |  | 0 | 2018-07-01 | 2019-06-30 | 25 | 0 | 0 | 0 | 0 | 0 | 0 | 1 | 1 | 0 | 0.25 | 0 | [20 empty] | 0 | 0 | 0 | 0 | 0 | 0 | 0 | 0 | 53.7 | 0 | 0 | 0 | 0 | 0 | Res | Default DR | 0 | 0 | 757.7648 | 0 | 0 | 0 | 0 | 0 | 757.7648 | 0 |  | 242 |  |  | 242 | 75% | 2.2733 | 1 | 250 |  | NG |  | X=$242.00 | 0 | 0 | 0 | X=0.0000 | 0 | 0 | 0 | 0 | X=5.37*10 | 0 | 0 | 0 | 0 | X=0 | AG: {Factor:WinterCF}; AH: {Factor:SummerCF} | [110 empty] | 0
Home Energy Savings Program - Natural Gas | [6 empty] | 0 |  |  | 0 | [89 empty] | 0 | 0 | 0 | 0 | 0 | 0 | 0 | 0 | 0 | 0 | 0 | 0 | 0 | 0 | 0 | AG: {Factor:WinterCF}; AH: {Factor:SummerCF} | [110 empty] | 0
Home Energy Savings Program - Other Fuels | Air Sealing | AA | 2018-07-01 | 2019-06-30 | Per Measure | $1037.00 | 0 | Manual Entry | $0.00 | 0 | 2018-07-01 | 2019-06-30 | Calculated | if({Fuel Type}=6,2013,if({Fuel Type}=0,89,13)) |  |  | if({Fuel Type}=6,0.034,if({Fuel Type}=0,0.034,0.034)) |  |  | if({Fuel Type}=6,0.44,if({Fuel Type}=0,0.017,0)) | if({Fuel Type}=6,0.034,if({Fuel Type}=0,0.034,0.034)) | if({Fuel Type}=1,8.519,if({Fuel Type}=0,0.763,0))*10 | if({Fuel Type}=2,8.519,if({Fuel Type} = 0,1.11,0)) | if({Fuel Type}=3,8.519,if({Fuel Type} = 0,5.788,0)) | if({Fuel Type}=4,8.519,if({Fuel Type} = 0,0.119,0)) | if({Fuel Type}=5,8.519,if({Fuel Type} = 0,0.364,0)) | 0.0000 | 2018-07-01 | 2019-06-30 | 15 | 0 | 1 | 0 | 0 | 0.666 | 0.301 | 1 | 1 | 1 | 0.25 | 0 | {Fuel Type} | 0 | [18 empty] | 89 | 0 | 0 | 0.034 | 0 | 0 | 0.017 | 0.034 | 7.63 | 1.11 | 5.788 | 0.119 | 0.364 | 0 | Res | RGGI DR | 49.5781 | 64.8904 | 71.2819 | 1627.3992 | 30.0025 | 434.9897 | 99.7394 | 0 | 2377.8813 | 0 |  | 1037 |  |  | 1037 | 75% | 2.0318 | 1 | 400 |  | RGGI |  | X=$1037.00 | X=if(AS240=6,2013,if(AS240=0,89,13)) | 0 | 0 | X=if(AS240=6,0.034,if(AS240=0,0.034,0.034)) | 0 | 0 | X=if(AS240=6,0.44,if(AS240=0,0.017,0)) | X=if(AS240=6,0.034,if(AS240=0,0.034,0.034)) | X=if(AS240=1,8.519,if(AS240=0,0.763,0))*10 | X=if(AS240=2,8.519,if(AS240 = 0,1.11,0)) | X=if(AS240=3,8.519,if(AS240 = 0,5.788,0)) | X=if(AS240=4,8.519,if(AS240 = 0,0.119,0)) | X=if(AS240=5,8.519,if(AS240 = 0,0.364,0)) | X=0.0000 | AG: {Factor:WinterCF}; AH: {Factor:SummerCF}; AS: {Fuel Type} | [10 empty] | {Fuel Type} | {Fuel Type} | [8 empty] | {Fuel Type} | {Fuel Type} | [8 empty] | {Fuel Type} | {Fuel Type} | [8 empty] | {Fuel Type} | {Fuel Type} | [8 empty] | {Fuel Type} | {Fuel Type} | [8 empty] | {Fuel Type} | {Fuel Type} | [8 empty] | {Fuel Type} | {Fuel Type} | [8 empty] | {Fuel Type} | {Fuel Type} | [8 empty] | {Fuel Type} | {Fuel Type} | [18 empty] | 1
Home Energy Savings Program - Other Fuels | Pellet Boiler | APB | 2018-07-01 | 2019-06-30 | Per Measure | $12942.00 | 0 | Manual Entry | $0.00 | 0 | 2018-07-01 | 2019-06-30 | Per Measure | 0.0000 |  |  | 0 |  |  | 0.0000 | 0.0000 | 0.0000 | 37.0240 | 36.1430 | 0.0000 | -45.6800 | 0.0000 | 2018-07-01 | 2019-06-30 | 25 | 0 | 0 | 0 | 0 | 0 | 0 | 1 | 1 | 1 | 0.25 | 0 | [20 empty] | 0 | 0 | 0 | 0 | 0 | 0 | 0 | 0 | 0 | 37.024 | 36.143 | 0 | -45.68 | 0 | Res | RGGI DR | 0 | 0 | 0 | 15907.8868 | 0 | 22513.7351 | -19593.594 | 0 | 38421.6219 | 19593.594 |  | 12942 |  |  | 32535.594 | 75% | 1.1457 | 1 | 3000 |  | RGGI |  | X=$12942.00 | X=0.0000 | 0 | 0 | X=0 | 0 | 0 | X=0.0000 | X=0.0000 | X=0.0000 | X=37.0240 | X=36.1430 | X=0.0000 | X=-45.6800 | X=0.0000 | AG: {Factor:WinterCF}; AH: {Factor:SummerCF} | [110 empty] | 0
Home Energy Savings Program - Other Fuels | Attic Insulation | BA | 2018-07-01 | 2019-06-30 | Per Measure | $3722.00 | 0 | Manual Entry | $0.00 | 0 | 2018-07-01 | 2019-06-30 | Calculated | if({Fuel Type}=6,3699,if({Fuel Type}=0,164,24)) |  |  | if({Fuel Type}=6,0.063,if({Fuel Type}=0,0.063,0.063)) |  |  | if({Fuel Type}=6,0.808,if({Fuel Type}=0,0.031,0)) | if({Fuel Type}=6,0.063,if({Fuel Type}=0,0.063,0.063)) | if({Fuel Type}=1,15.576,if({Fuel Type}=0,1.402,0))*10 | if({Fuel Type}=2,15.576,if({Fuel Type}=0,2.04,0)) | if({Fuel Type}=3,15.576,if({Fuel Type} = 0,10.638,0)) | if({Fuel Type}=4,15.576,if({Fuel Type} = 0,0.218,0)) | if({Fuel Type}=5,15.576,if({Fuel Type} = 0,0.670,0)) | 0.0000 | 2018-07-01 | 2019-06-30 | 25 | 0 | 1 | 0 | 0 | 0.666 | 0.301 | 1 | 1 | 1 | 0.25 | 0 | {Fuel Type} | 0 | [18 empty] | 164 | 0 | 0 | 0.063 | 0 | 0 | 0.031 | 0.063 | 14.02 | 2.04 | 10.638 | 0.218 | 0.67 | 0 | Res | RGGI DR | 148.0926 | 188.5214 | 197.8373 | 4682.1819 | 86.038 | 1240.4932 | 287.3842 | 0 | 6830.5485 | 0 |  | 3722 |  |  | 3722 | 75% | 1.6843 | 1 | 1000 |  | RGGI |  | X=$3722.00 | X=if(AS242=6,3699,if(AS242=0,164,24)) | 0 | 0 | X=if(AS242=6,0.063,if(AS242=0,0.063,0.063)) | 0 | 0 | X=if(AS242=6,0.808,if(AS242=0,0.031,0)) | X=if(AS242=6,0.063,if(AS242=0,0.063,0.063)) | X=if(AS242=1,15.576,if(AS242=0,1.402,0))*10 | X=if(AS242=2,15.576,if(AS242=0,2.04,0)) | X=if(AS242=3,15.576,if(AS242 = 0,10.638,0)) | X=if(AS242=4,15.576,if(AS242 = 0,0.218,0)) | X=if(AS242=5,15.576,if(AS242 = 0,0.670,0)) | X=0.0000 | AG: {Factor:WinterCF}; AH: {Factor:SummerCF}; AS: {Fuel Type} | [10 empty] | {Fuel Type} | {Fuel Type} | [8 empty] | {Fuel Type} | {Fuel Type} | [8 empty] | {Fuel Type} | {Fuel Type} | [8 empty] | {Fuel Type} | {Fuel Type} | [8 empty] | {Fuel Type} | {Fuel Type} | [8 empty] | {Fuel Type} | {Fuel Type} | [8 empty] | {Fuel Type} | {Fuel Type} | [8 empty] | {Fuel Type} | {Fuel Type} | [8 empty] | {Fuel Type} | {Fuel Type} | [18 empty] | 1
Home Energy Savings Program - Other Fuels | Basement Insulation | BB | 2018-07-01 | 2019-06-30 | Per Measure | $3808.00 | 0 | Manual Entry | $0.00 | 0 | 2018-07-01 | 2019-06-30 | Calculated | if({Fuel Type}=6,8718,if({Fuel Type}=0,314,0)) |  |  | 0 |  |  | if({Fuel Type}=6,1.918,if({Fuel Type}=0,0.073,0)) | 0 | if({Fuel Type}=1,36.95,if({Fuel Type}=0,0,0))*10 | if({Fuel Type}=2,36.950,if({Fuel Type} = 0,6.577,0)) | if({Fuel Type}=3,36.95,if({Fuel Type} = 0,26.567,0)) | if({Fuel Type}=4,36.95,if({Fuel Type} = 0,0.443,0)) | if({Fuel Type}=5,36.95,if({Fuel Type} = 0,2.032,0)) | 0.0000 | 2018-07-01 | 2019-06-30 | 25 | 0 | 0 | 0 | 0 | 0 | 0 | 1 | 1 | 1 | 0.25 | 0 | {Fuel Type} | 0 | [18 empty] | 314 | 0 | 0 | 0 | 0 | 0 | 0.073 | 0 | 0 | 6.577 | 26.567 | 0.443 | 2.032 | 0 | Res | RGGI DR | 0 | 220.193 | 0 | 11693.1309 | 174.8386 | 3999.3743 | 871.5889 | 0 | 16959.1258 | 0 |  | 3808 |  |  | 3808 | 75% | 4.0951 | 1 | 1000 |  | RGGI |  | X=$3808.00 | X=if(AS243=6,8718,if(AS243=0,314,0)) | 0 | 0 | X=0 | 0 | 0 | X=if(AS243=6,1.918,if(AS243=0,0.073,0)) | X=0 | X=if(AS243=1,36.95,if(AS243=0,0,0))*10 | X=if(AS243=2,36.950,if(AS243 = 0,6.577,0)) | X=if(AS243=3,36.95,if(AS243 = 0,26.567,0)) | X=if(AS243=4,36.95,if(AS243 = 0,0.443,0)) | X=if(AS243=5,36.95,if(AS243 = 0,2.032,0)) | X=0.0000 | AG: {Factor:WinterCF}; AH: {Factor:SummerCF}; AS: {Fuel Type} | [10 empty] | {Fuel Type} | {Fuel Type} | [18 empty] | {Fuel Type} | {Fuel Type} | [18 empty] | {Fuel Type} | {Fuel Type} | [8 empty] | {Fuel Type} | {Fuel Type} | [8 empty] | {Fuel Type} | {Fuel Type} | [8 empty] | {Fuel Type} | {Fuel Type} | [8 empty] | {Fuel Type} | {Fuel Type} | [18 empty] | 1
Home Energy Savings Program - Other Fuels | Wall Insulation | BW | 2018-07-01 | 2019-06-30 | Per Measure | $3575.00 | 0 | Manual Entry | $0.00 | 0 | 2018-07-01 | 2019-06-30 | Calculated | if({Fuel Type}=6,11815,if({Fuel Type}=0,500,78)) |  |  | 2.582 |  |  | if({Fuel Type}=6,2.582,if({Fuel Type}=0,0.104,0)) | if({Fuel Type}=6,0.201,if({Fuel Type}=0,0.201,0.201)) | if({Fuel Type}=1,49.747,if({Fuel Type}=0,0,0))*10 | if({Fuel Type}=2,49.747,if({Fuel Type} = 0,8.855,0)) | if({Fuel Type}=3,49.747,if({Fuel Type} = 0,35.768,0)) | if({Fuel Type}=4,49.747,if({Fuel Type} = 0,0.597,0)) | if({Fuel Type}=5,49.747,if({Fuel Type} = 0,2.736,0)) | 0.0000 | 2018-07-01 | 2019-06-30 | 25 | 0 | 1 | 0 | 0 | 0.666 | 0.301 | 1 | 1 | 1 | 0.25 | 0 | {Fuel Type} | 0 | [18 empty] | 500 | 0 | 0 | 2.582 | 0 | 0 | 0.104 | 0.201 | 0 | 8.855 | 35.768 | 0.597 | 2.736 | 0 | Res | RGGI DR | 451.5018 | 616.8422 | 0 | 15742.8353 | 235.6177 | 5384.5917 | 1173.5568 | 0 | 23604.9455 | 0 |  | 3575 |  |  | 3575 | 75% | 6.0396 | 1 | 1000 |  | RGGI |  | X=$3575.00 | X=if(AS244=6,11815,if(AS244=0,500,78)) | 0 | 0 | X=2.582 | 0 | 0 | X=if(AS244=6,2.582,if(AS244=0,0.104,0)) | X=if(AS244=6,0.201,if(AS244=0,0.201,0.201)) | X=if(AS244=1,49.747,if(AS244=0,0,0))*10 | X=if(AS244=2,49.747,if(AS244 = 0,8.855,0)) | X=if(AS244=3,49.747,if(AS244 = 0,35.768,0)) | X=if(AS244=4,49.747,if(AS244 = 0,0.597,0)) | X=if(AS244=5,49.747,if(AS244 = 0,2.736,0)) | X=0.0000 | AG: {Factor:WinterCF}; AH: {Factor:SummerCF}; AS: {Fuel Type} | [10 empty] | {Fuel Type} | {Fuel Type} | [18 empty] | {Fuel Type} | {Fuel Type} | [8 empty] | {Fuel Type} | {Fuel Type} | [8 empty] | {Fuel Type} | {Fuel Type} | [8 empty] | {Fuel Type} | {Fuel Type} | [8 empty] | {Fuel Type} | {Fuel Type} | [8 empty] | {Fuel Type} | {Fuel Type} | [8 empty] | {Fuel Type} | {Fuel Type} | [18 empty] | 1
Home Energy Savings Program - Other Fuels | Boiler | DB | 2018-07-01 | 2019-06-30 | Calculated | {Measure:Quantity}*if({Fuel Type}=1,1785,if({Fuel Type}=2,2030,if({Fuel Type}>=3,326,1380))) | 0 | Manual Entry | $0.00 | 0 | 2018-07-01 | 2019-06-30 | Calculated | 0.0000 |  |  | 0.0000 |  |  | 0.0000 | 0 | if({Fuel Type}=1,21.969,0)*10 | if({Fuel Type}<>2,0,15.149) | if({Fuel Type}<>3,0,4.140) | if({Fuel Type}<>4,0,4.140) | 0 | 0.0000 | 2018-07-01 | 2019-06-30 | 25 | 0 | 0 | 0 | 0 | 0 | 0 | 1 | 1 | 1 | 0.25 | 0 | {Measure:Quantity} | 1 | {Fuel Type} | 3 | [16 empty] | 0 | 0 | 0 | 0 | 0 | 0 | 0 | 0 | 0 | 0 | 4.14 | 0 | 0 | 0 | Res | RGGI DR | 0 | 0 | 0 | 1822.1689 | 0 | 0 | 0 | 0 | 1822.1689 | 0 |  | 326 |  |  | 326 | 75% | 2.7333 | 1 | 500 |  | RGGI |  | X=AS245*if(AU245=1,1785,if(AU245=2,2030,if(AU245>=3,326,1380))) | X=0.0000 | 0 | 0 | X=0.0000 | 0 | 0 | X=0.0000 | X=0 | X=if(AU245=1,21.969,0)*10 | X=if(AU245<>2,0,15.149) | X=if(AU245<>3,0,4.140) | X=if(AU245<>4,0,4.140) | X=0 | X=0.0000 | AG: {Factor:WinterCF}; AH: {Factor:SummerCF}; AS: {Measure:Quantity}; AU: {Fuel Type} | {Measure:Quantity} | {Fuel Type} | {Fuel Type} | {Fuel Type} | [46 empty] | {Fuel Type} | [9 empty] | {Fuel Type} | [9 empty] | {Fuel Type} | [9 empty] | {Fuel Type} | [29 empty] | 2
Home Energy Savings Program - Other Fuels | Duct Insulation | DDI | 2018-07-01 | 2019-06-30 | Calculated | {Project Cost} | 0 | Manual Entry | $0.00 | 0 | 2018-07-01 | 2019-06-30 | Calculated | if({Fuel Type}=6,{Basement Supply} * 2299 + {Basement Return} * 555 + {Attic Supply} * 2549 + {Attic Return} * 739,0) + if({Fuel Type}=6,0,{Attic Supply} * 1) |  |  | if({Fuel Type}=6,{Basement Supply} * 0.006 + {Basement Return} * 0.002 + {Attic Supply} * 0.012 + {Attic Return} * 0.007,0) + if({Fuel Type}=0,0,{Basement Supply} * 0.006 + {Basement Return} * 0.002 + {Attic Supply} * 0.012 + {Attic Return} * 0.007) |  |  | if({Fuel Type}=6,{Basement Supply} * 1.31 + {Basement Return} * 0.316 + {Attic Supply} * 1.453 + {Attic Return} * 0.421,0) | if({Fuel Type}=6,{Basement Supply} * 0.006 + {Basement Return} * 0.002 + {Attic Supply} * 0.012 + {Attic Return} * 0.007,0)+if({Fuel Type}=6,0,{Basement Supply} * 0.006 + {Basement Return} * 0.002 + {Attic Supply} * 0.012 + {Attic Return} * 0.007) | (if({Fuel Type}=1,{Basement Supply} * 9.743 + {Basement Return} * 2.352 + {Attic Supply} * 10.802 + {Attic Return} * 3.132,0)*10)+(if({Fuel Type}=0,{Basement Supply} * 5.1845 + {Basement Return} * 1.2523 + {Attic Supply} * 5.7463 + {Attic Return} * 1.6654,0)*10) | if({Fuel Type}=2,{Basement Supply} * 9.743 + {Basement Return} * 2.352 + {Attic Supply} * 10.802 + {Attic Return} * 3.132,0)+if({Fuel Type}=0,{Basement Supply} * 3.7032 + {Basement Return} * 0.8945 + {Attic Supply} * 4.1045 + {Attic Return} * 1.1896,0) | if({Fuel Type}=3,{Basement Supply} * 9.743 + {Basement Return} * 2.352 + {Attic Supply} * 10.802 + {Attic Return} * 3.132,0) + if({Fuel Type}=0,{Basement Supply} * 0.8625 + {Basement Return} * 0.2083 + {Attic Supply} * 0.9559 + {Attic Return} * 0.277,0) | if({Fuel Type}=4,{Basement Supply} * 9.743 + {Basement Return} * 2.352 + {Attic Supply} * 10.802 + {Attic Return} * 3.132,0) | if({Fuel Type}=5,{Basement Supply} * 9.743 + {Basement Return} * 2.352 + {Attic Supply} * 10.802 + {Attic Return} * 3.132,0) |  | 2018-07-01 | 2019-06-30 | 25 | 0 | 1 | 0 | 0 | 0.666 | 0.301 | 1 | 1 | 1 | 0.25 | 0 | {Project Cost} | 1000 | {Fuel Type} | 0 | {Basement Supply} | 1 | {Basement Return} | 0 | {Attic Supply} | 0 | {Attic Return} | 0 | [8 empty] | 0 | 0 | 0 | 0 | 0 | 0 | 0 | 0.006 | 51.845 | 3.7032 | 0.8625 | 0 | 0 | 0 | Res | RGGI DR | 0 | 9.049 | 731.5887 | 379.6185 | 0 | 2251.86 | 0 | 0 | 3372.1163 | 0 |  | 1000 |  |  | 1000 | 75% | 3.1614 | 1 | 200 |  | RGGI |  | X=AS246 | X=if(AU246=6,AW246 * 2299 + AY246 * 555 + BA246 * 2549 + BC246 * 739,0) + if(AU246=6,0,BA246 * 1) | 0 | 0 | X=if(AU246=6,AW246 * 0.006 + AY246 * 0.002 + BA246 * 0.012 + BC246 * 0.007,0) + if(AU246=0,0,AW246 * 0.006 + AY246 * 0.002 + BA246 * 0.012 + BC246 * 0.007) | 0 | 0 | X=if(AU246=6,AW246 * 1.31 + AY246 * 0.316 + BA246 * 1.453 + BC246 * 0.421,0) | X=if(AU246=6,AW246 * 0.006 + AY246 * 0.002 + BA246 * 0.012 + BC246 * 0.007,0)+if(AU246=6,0,AW246 * 0.006 + AY246 * 0.002 + BA246 * 0.012 + BC246 * 0.007) | X=(if(AU246=1,AW246 * 9.743 + AY246 * 2.352 + BA246 * 10.802 + BC246 * 3.132,0)*10)+(if(AU246=0,AW246 * 5.1845 + AY246 * 1.2523 + BA246 * 5.7463 + BC246 * 1.6654,0)*10) | X=if(AU246=2,AW246 * 9.743 + AY246 * 2.352 + BA246 * 10.802 + BC246 * 3.132,0)+if(AU246=0,AW246 * 3.7032 + AY246 * 0.8945 + BA246 * 4.1045 + BC246 * 1.1896,0) | X=if(AU246=3,AW246 * 9.743 + AY246 * 2.352 + BA246 * 10.802 + BC246 * 3.132,0) + if(AU246=0,AW246 * 0.8625 + AY246 * 0.2083 + BA246 * 0.9559 + BC246 * 0.277,0) | X=if(AU246=4,AW246 * 9.743 + AY246 * 2.352 + BA246 * 10.802 + BC246 * 3.132,0) | X=if(AU246=5,AW246 * 9.743 + AY246 * 2.352 + BA246 * 10.802 + BC246 * 3.132,0) | 0 | {Factor:WinterCF} | {Factor:SummerCF} | {Project Cost} | {Fuel Type} | {Basement Supply} | {Basement Return} | {Attic Supply} | {Attic Return} |  |  |  |  | {Project Cost} | [9 empty] | {Fuel Type} | {Basement Supply} | {Basement Return} | {Attic Supply} | {Attic Return} | {Fuel Type} | {Attic Supply} |  |  |  | {Fuel Type} | {Basement Supply} | {Basement Return} | {Attic Supply} | {Attic Return} | {Fuel Type} | {Basement Supply} | {Basement Return} | {Attic Supply} | {Attic Return} | {Fuel Type} | {Basement Supply} | {Basement Return} | {Attic Supply} | {Attic Return} | [5 empty] | {Fuel Type} | {Basement Supply} | {Basement Return} | {Attic Supply} | {Attic Return} | {Fuel Type} | {Basement Supply} | {Basement Return} | {Attic Supply} | {Attic Return} | {Fuel Type} | {Basement Supply} | {Basement Return} | {Attic Supply} | {Attic Return} | {Fuel Type} | {Basement Supply} | {Basement Return} | {Attic Supply} | {Attic Return} | {Fuel Type} | {Basement Supply} | {Basement Return} | {Attic Supply} | {Attic Return} | {Fuel Type} | {Basement Supply} | {Basement Return} | {Attic Supply} | {Attic Return} | {Fuel Type} | {Basement Supply} | {Basement Return} | {Attic Supply} | {Attic Return} | {Fuel Type} | {Basement Supply} | {Basement Return} | {Attic Supply} | {Attic Return} | {Fuel Type} | {Basement Supply} | {Basement Return} | {Attic Supply} | {Attic Return} | [5 empty] | {Fuel Type} | {Basement Supply} | {Basement Return} | {Attic Supply} | {Attic Return} | [15 empty] | 6
Home Energy Savings Program - Other Fuels | Duct Sealing | DDS | 2018-07-01 | 2019-06-30 | Calculated | {Project Cost} | 0 | Manual Entry | $0.00 | 0 | 2018-07-01 | 2019-06-30 | Calculated | if({Fuel Type}=6,1170,168) |  |  | 0.006 |  |  | if({Fuel Type}=6,1.817,0) | 0.006 | if({Fuel Type}=1,6.607,if({Fuel Type}=0,3.496,0))*10 | if({Fuel Type}=2,6.607,if({Fuel Type}=0,2.497,0)) | if({Fuel Type}=3,6.607,if({Fuel Type}=0,0.582,0)) | if({Fuel Type}=4,6.607,0) | if({Fuel Type}=5,6.607,0) |  | 2018-07-01 | 2019-06-30 | 25 | 0 | 1 | 0 | 0 | 0.666 | 0.301 | 1 | 1 | 1 | 0.25 | 0 | {Project Cost} | 1000 | {Fuel Type} | 0 | [16 empty] | 168 | 0 | 0 | 0.006 | 0 | 0 | 0 | 0.006 | 34.96 | 2.497 | 0.582 | 0 | 0 | 0 | Res | RGGI DR | 151.7046 | 9.049 | 493.3232 | 256.16 | 0 | 1518.388 | 0 | 0 | 2428.6248 | 0 |  | 1000 |  |  | 1000 | 75% | 2.2768 | 1 | 200 |  | RGGI |  | X=AS247 | X=if(AU247=6,1170,168) | 0 | 0 | X=0.006 | 0 | 0 | X=if(AU247=6,1.817,0) | X=0.006 | X=if(AU247=1,6.607,if(AU247=0,3.496,0))*10 | X=if(AU247=2,6.607,if(AU247=0,2.497,0)) | X=if(AU247=3,6.607,if(AU247=0,0.582,0)) | X=if(AU247=4,6.607,0) | X=if(AU247=5,6.607,0) | 0 | AG: {Factor:WinterCF}; AH: {Factor:SummerCF}; AS: {Project Cost}; AU: {Fuel Type} | {Project Cost} | [9 empty] | {Fuel Type} | [19 empty] | {Fuel Type} | [19 empty] | {Fuel Type} | {Fuel Type} | [8 empty] | {Fuel Type} | {Fuel Type} | [8 empty] | {Fuel Type} | {Fuel Type} | [8 empty] | {Fuel Type} | [9 empty] | {Fuel Type} | [19 empty] | 2
Home Energy Savings Program - Other Fuels | Furnace | DF | 2018-07-01 | 2019-06-30 | Calculated | {Measure:Quantity}*if({Fuel Type}=1,1438,if({Fuel Type}=2,742,if({Fuel Type}>=3,668,949))) | 0 | Manual Entry | $0.00 | 0 | 2018-07-01 | 2019-06-30 | Calculated | 0.0000 |  |  | 0.0000 |  |  | 0.0000 | 0.0000 | if({Fuel Type}<>1,0,18.361)*10 | if({Fuel Type}<>2,0,18.665) | if({Fuel Type}<>3,0,5.940) | if({Fuel Type}<>4,0,5.940) | 0 | 0.0000 | 2018-07-01 | 2019-06-30 | 25 | 0 | 0 | 0 | 0 | 0 | 0 | 1 | 1 | 1 | 0.25 | 0 | {Measure:Quantity} | 1 | {Fuel Type} | 3 | [16 empty] | 0 | 0 | 0 | 0 | 0 | 0 | 0 | 0 | 0 | 0 | 5.94 | 0 | 0 | 0 | Res | RGGI DR | 0 | 0 | 0 | 2614.4163 | 0 | 0 | 0 | 0 | 2614.4163 | 0 |  | 668 |  |  | 668 | 75% | 3.1323 | 1 | 500 |  | RGGI |  | X=AS248*if(AU248=1,1438,if(AU248=2,742,if(AU248>=3,668,949))) | X=0.0000 | 0 | 0 | X=0.0000 | 0 | 0 | X=0.0000 | X=0.0000 | X=if(AU248<>1,0,18.361)*10 | X=if(AU248<>2,0,18.665) | X=if(AU248<>3,0,5.940) | X=if(AU248<>4,0,5.940) | X=0 | X=0.0000 | AG: {Factor:WinterCF}; AH: {Factor:SummerCF}; AS: {Measure:Quantity}; AU: {Fuel Type} | {Measure:Quantity} | {Fuel Type} | {Fuel Type} | {Fuel Type} | [46 empty] | {Fuel Type} | [9 empty] | {Fuel Type} | [9 empty] | {Fuel Type} | [9 empty] | {Fuel Type} | [29 empty] | 2
Home Energy Savings Program - Other Fuels | Hydronic Heating Pipe Insulation | DPI | 2018-07-01 | 2019-06-30 | Calculated | {Project Cost} | 0 | Manual Entry | $0.00 | 0 | 2018-07-01 | 2019-06-30 | Calculated | 0 |  |  | 0 |  |  | 0 | 0 | if({Fuel Type}=1,4.807,if({Fuel Type} = 0,1.793))*10 | if({Fuel Type}=2,4.807,if({Fuel Type} = 0,2.322,0)) | if({Fuel Type}=3,4.807,if({Fuel Type} = 0,0.6923,0)) | if({Fuel Type}=4,4.807,0) | if({Fuel Type}=5,4.807,0) |  | 2018-07-01 | 2019-06-30 | 25 | 0 | 0 | 0 | 0 | 0 | 0 | 1 | 1 | 1 | 0.25 | 0 | {Project Cost} | 1000 | {Fuel Type} | 0 | [16 empty] | 0 | 0 | 0 | 0 | 0 | 0 | 0 | 0 | 17.93 | 2.322 | 0.6923 | 0 | 0 | 0 | Res | RGGI DR | 0 | 0 | 253.0116 | 304.7071 | 0 | 1411.9731 | 0 | 0 | 1969.6919 | 0 |  | 1000 |  |  | 1000 | 75% | 1.8466 | 1 | 200 |  | RGGI |  | X=AS249 | X=0 | 0 | 0 | X=0 | 0 | 0 | X=0 | X=0 | X=if(AU249=1,4.807,if(AU249 = 0,1.793))*10 | X=if(AU249=2,4.807,if(AU249 = 0,2.322,0)) | X=if(AU249=3,4.807,if(AU249 = 0,0.6923,0)) | X=if(AU249=4,4.807,0) | X=if(AU249=5,4.807,0) | 0 | AG: {Factor:WinterCF}; AH: {Factor:SummerCF}; AS: {Project Cost}; AU: {Fuel Type} | {Project Cost} | [49 empty] | {Fuel Type} | {Fuel Type} | [8 empty] | {Fuel Type} | {Fuel Type} | [8 empty] | {Fuel Type} | {Fuel Type} | [8 empty] | {Fuel Type} | [9 empty] | {Fuel Type} | [19 empty] | 2
Home Energy Savings Program - Other Fuels | Geothermal HP Closed Loop | GCL | 2018-07-01 | 2019-06-30 | Per Measure | $31000.00 | 0 | Manual Entry | $0.00 | 0 | 2018-07-01 | 2019-06-30 | Per Measure | -6588.0000 |  |  | -2.5730 |  |  | -2.0480 | -0.0150 | 0.0000 | 0.0000 | 109.5240 | 0.0000 | 0.0000 | 0.0000 | 2018-07-01 | 2019-06-30 | 25 | 0.796 | 0.102 | 0.385 | 0.541 | 0.033 | 0.04 | 1 | 1 | 1 | 0.25 | 0 | [20 empty] | -6588 | 0 | 0 | -2.573 | 0 | 0 | -2.048 | -0.015 | 0 | 0 | 109.524 | 0 | 0 | 0 | Res | RGGI DR | -6950.1763 | -6200.0933 | 0 | 48205.6109 | 0 | 0 | 0 | 0 | 48205.6109 | 13150.2696 |  | 31000 |  |  | 44150.2696 | 75% | 1.0677 | 1 | 3000 |  | RGGI |  | X=$31000.00 | X=-6588.0000 | 0 | 0 | X=-2.5730 | 0 | 0 | X=-2.0480 | X=-0.0150 | X=0.0000 | X=0.0000 | X=109.5240 | X=0.0000 | X=0.0000 | X=0.0000 | AG: {Factor:WinterCF}; AH: {Factor:SummerCF} | [110 empty] | 0
Home Energy Savings Program - Other Fuels | Geothermal HP Open Loop | GOL | 2018-07-01 | 2019-06-30 | Per Measure | $31000.00 | 0 | Manual Entry | $0.00 | 0 | 2018-07-01 | 2019-06-30 | Per Measure | -6588.0000 |  |  | -2.5730 |  |  | -2.0480 | -0.0150 | 0.0000 | 0.0000 | 109.5240 | 0.0000 | 0.0000 | 0.0000 | 2018-07-01 | 2019-06-30 | 25 | 0.796 | 0.102 | 0.385 | 0.541 | 0.033 | 0.04 | 1 | 1 | 1 | 0.25 | 0 | [20 empty] | -6588 | 0 | 0 | -2.573 | 0 | 0 | -2.048 | -0.015 | 0 | 0 | 109.524 | 0 | 0 | 0 | Res | RGGI DR | -6950.1763 | -6200.0933 | 0 | 48205.6109 | 0 | 0 | 0 | 0 | 48205.6109 | 13150.2696 |  | 31000 |  |  | 44150.2696 | 75% | 1.0677 | 1 | 3000 |  | RGGI |  | X=$31000.00 | X=-6588.0000 | 0 | 0 | X=-2.5730 | 0 | 0 | X=-2.0480 | X=-0.0150 | X=0.0000 | X=0.0000 | X=109.5240 | X=0.0000 | X=0.0000 | X=0.0000 | AG: {Factor:WinterCF}; AH: {Factor:SummerCF} | [110 empty] | 0
Home Energy Savings Program - Other Fuels | [6 empty] | 0 |  |  | 0 | [89 empty] | 0 | 0 | 0 | 0 | 0 | 0 | 0 | 0 | 0 | 0 | 0 | 0 | 0 | 0 | 0 | AG: {Factor:WinterCF}; AH: {Factor:SummerCF} | [110 empty] | 0
Low Income Direct Install - Electric | Heat Pump Water Heater Direct Install | LIHPWH | 2018-07-01 | 2019-06-30 | Manual Entry | $0.00 | 0 | Manual Entry | $0.00 | 0 | 2017-07-01 | 2019-06-30 | Calculated | if({Measure:Quantity}=0,0,{Measure:Quantity}*2151) |  |  | if({Measure:Quantity}=0,0,{Measure:Quantity}*0.424) |  |  | if({Measure:Quantity}=0,0,{Measure:Quantity}*0.424) | if({Measure:Quantity}=0,0,{Measure:Quantity}*0.197) | [6 empty] | 2018-07-01 | 2019-06-30 | 13 | 1 | 1 | 0.358 | 0.308 | 0.179 | 0.155 | 1 | 1 | 1 | 0 | 0 | {Measure:Quantity} | 1 | [18 empty] | 2151 | 0 | 0 | 0.424 | 0 | 0 | 0.424 | 0.197 | 0 | 0 | 0 | 0 | 0 | 0 | Res | Default DR | 1318.0541 | 872.5697 | 0 | 0 | 0 | 0 | 0 | 0 | 2190.6237 | 0 |  | 1787.05 |  |  | 1787.05 | 100% | 1.2258 | 1 | 1787.05 | 100% | Electric |  | X=$0.00 | X=if(AS253=0,0,AS253*2151) | 0 | 0 | X=if(AS253=0,0,AS253*0.424) | 0 | 0 | X=if(AS253=0,0,AS253*0.424) | X=if(AS253=0,0,AS253*0.197) | 0 | 0 | 0 | 0 | 0 | 0 | AG: {Factor:WinterCF}; AH: {Factor:SummerCF}; AS: {Measure:Quantity} | [10 empty] | {Measure:Quantity} | {Measure:Quantity} | [8 empty] | {Measure:Quantity} | {Measure:Quantity} | [8 empty] | {Measure:Quantity} | {Measure:Quantity} | [8 empty] | {Measure:Quantity} | {Measure:Quantity} | [68 empty] | 1
Low Income Direct Install - Electric | LED Low Income Specialty Bulb Long Life | LILEDSPECL | 2018-07-01 | 2019-06-30 | Manual Entry | $0.00 | 0 | Manual Entry | $0.00 | 0 | 2017-07-01 | 2019-06-30 | Calculated | if({Measure:Quantity}=0,0,{Measure:Quantity})*40 |  |  | if({Measure:Quantity}=0,0,{Measure:Quantity}*0.059) |  |  | if({Measure:Quantity}=0,0,{Measure:Quantity}*0.054*{Factor:WinterCF}) | if({Measure:Quantity}=0,0,{Measure:Quantity}*(0.054)*1.085*{Factor:SummerCF}) | if({Measure:Quantity}=0,0,{Measure:Quantity}*(-0.005)*10) | if({Measure:Quantity}=0,0,{Measure:Quantity}*(-0.003)) | if({Measure:Quantity}=0,0,{Measure:Quantity}*(-0.036)) | if({Measure:Quantity}=0,0,{Measure:Quantity}*(-0.003)) | if({Measure:Quantity}=0,0,{Measure:Quantity}*(-0.007)) |  | 2018-07-01 | 2019-06-30 | 25 | 0.168 | 0.118 | 0.39 | 0.311 | 0.163 | 0.136 | 1 | 1 | 1 | 0 | 0 | {Measure:Quantity} | 1 | [18 empty] | 40 | 0 | 0 | 0.059 | 0 | 0 | 0.009072 | 0.0069136 | -0.05 | -0.003 | -0.036 | -0.003 | -0.007 | 0 | Res | Default DR | 41.348 | 37.7912 | -0.70555 | -15.8449 | -1.184 | -1.8243 | -3.0025 | 0 | 79.1392 | 22.5613 |  | 10 |  | 6.09 | 32.5613 | 100% | 2.6175 | 1 | 10 | 100% | Electric |  | X=$0.00 | X=if(AS254=0,0,AS254)*40 | 0 | 0 | X=if(AS254=0,0,AS254*0.059) | 0 | 0 | X=if(AS254=0,0,AS254*0.054*AG254) | X=if(AS254=0,0,AS254*(0.054)*1.085*AH254) | X=if(AS254=0,0,AS254*(-0.005)*10) | X=if(AS254=0,0,AS254*(-0.003)) | X=if(AS254=0,0,AS254*(-0.036)) | X=if(AS254=0,0,AS254*(-0.003)) | X=if(AS254=0,0,AS254*(-0.007)) | 0 | AG: {Factor:WinterCF}; AH: {Factor:SummerCF}; AS: {Measure:Quantity} | [10 empty] | {Measure:Quantity} | {Measure:Quantity} | [8 empty] | {Measure:Quantity} | {Measure:Quantity} | [8 empty] | {Measure:Quantity} | {Measure:Quantity} | {Factor:WinterCF} | [7 empty] | {Measure:Quantity} | {Measure:Quantity} | {Factor:SummerCF} | [7 empty] | {Measure:Quantity} | {Measure:Quantity} | [8 empty] | {Measure:Quantity} | {Measure:Quantity} | [8 empty] | {Measure:Quantity} | {Measure:Quantity} | [8 empty] | {Measure:Quantity} | {Measure:Quantity} | [8 empty] | {Measure:Quantity} | {Measure:Quantity} | [18 empty] | 1
Low Income Direct Install - Electric | LED Low Income Specialty Bulb Short Life | LILEDSPECS | 2018-07-01 | 2019-06-30 | Manual Entry | $0.00 | 0 | Manual Entry | $0.00 | 0 | 2017-07-01 | 2019-06-30 | Calculated | if({Measure:Quantity}=0,0,{Measure:Quantity})*40 |  |  | if({Measure:Quantity}=0,0,{Measure:Quantity}*0.059) |  |  | if({Measure:Quantity}=0,0,{Measure:Quantity}*0.054*{Factor:WinterCF}) | if({Measure:Quantity}=0,0,{Measure:Quantity}*(0.054)*1.085*{Factor:SummerCF}) | if({Measure:Quantity}=0,0,{Measure:Quantity}*(-0.005)*10) | if({Measure:Quantity}=0,0,{Measure:Quantity}*(-0.003)) | if({Measure:Quantity}=0,0,{Measure:Quantity}*(-0.036)) | if({Measure:Quantity}=0,0,{Measure:Quantity}*(-0.003)) | if({Measure:Quantity}=0,0,{Measure:Quantity}*(-0.007)) |  | 2018-07-01 | 2019-06-30 | 21 | 0.168 | 0.118 | 0.39 | 0.311 | 0.163 | 0.136 | 1 | 1 | 1 | 0 | 0 | {Measure:Quantity} | 1 | [18 empty] | 40 | 0 | 0 | 0.059 | 0 | 0 | 0.009072 | 0.0069136 | -0.05 | -0.003 | -0.036 | -0.003 | -0.007 | 0 | Res | Default DR | 36.1549 | 32.4134 | -0.6167 | -13.6962 | -1.0234 | -1.5779 | -2.5953 | 0 | 68.5683 | 19.5096 |  | 9 |  | 5.21 | 28.5096 | 100% | 2.5878 | 1 | 9 | 100% | Electric |  | X=$0.00 | X=if(AS255=0,0,AS255)*40 | 0 | 0 | X=if(AS255=0,0,AS255*0.059) | 0 | 0 | X=if(AS255=0,0,AS255*0.054*AG255) | X=if(AS255=0,0,AS255*(0.054)*1.085*AH255) | X=if(AS255=0,0,AS255*(-0.005)*10) | X=if(AS255=0,0,AS255*(-0.003)) | X=if(AS255=0,0,AS255*(-0.036)) | X=if(AS255=0,0,AS255*(-0.003)) | X=if(AS255=0,0,AS255*(-0.007)) | 0 | AG: {Factor:WinterCF}; AH: {Factor:SummerCF}; AS: {Measure:Quantity} | [10 empty] | {Measure:Quantity} | {Measure:Quantity} | [8 empty] | {Measure:Quantity} | {Measure:Quantity} | [8 empty] | {Measure:Quantity} | {Measure:Quantity} | {Factor:WinterCF} | [7 empty] | {Measure:Quantity} | {Measure:Quantity} | {Factor:SummerCF} | [7 empty] | {Measure:Quantity} | {Measure:Quantity} | [8 empty] | {Measure:Quantity} | {Measure:Quantity} | [8 empty] | {Measure:Quantity} | {Measure:Quantity} | [8 empty] | {Measure:Quantity} | {Measure:Quantity} | [8 empty] | {Measure:Quantity} | {Measure:Quantity} | [18 empty] | 1
Low Income Direct Install - Electric | LED Low Income Standard Bulb Long Life | LILEDSTANL | 2018-07-01 | 2019-06-30 | Manual Entry | $0.00 | 0 | Manual Entry | $0.00 | 0 | 2017-07-01 | 2019-06-30 | Calculated | if({Measure:Quantity}=0,0,{Measure:Quantity}*if({Wattage}>13,41,25)) |  |  | if({Measure:Quantity}=0,0,{Measure:Quantity}*if({Wattage}>13,0.060,0.037)) |  |  | if({Measure:Quantity}=0,0,{Measure:Quantity}*if({Wattage}>13,0.055,0.034)*{Factor:WinterCF}) | if({Measure:Quantity}=0,0,{Measure:Quantity}*if({Wattage}>13,0.055,0.034)*1.085*{Factor:SummerCF}) | if({Measure:Quantity}=0,0,{Measure:Quantity}*if({Wattage}>13,-0.005,-0.004)*10) | if({Measure:Quantity}=0,0,{Measure:Quantity}*if({Wattage}>13,-0.003,-0.002)) | if({Measure:Quantity}=0,0,{Measure:Quantity}*if({Wattage}>13,-0.036,-0.022)) | if({Measure:Quantity}=0,0,{Measure:Quantity}*if({Wattage}>13,-0.003,-0.002)) | if({Measure:Quantity}=0,0,{Measure:Quantity}*if({Wattage}>13,-0.007,-0.004)) |  | 2018-07-01 | 2019-06-30 | 9 | 0.168 | 0.118 | 0.39 | 0.311 | 0.163 | 0.136 | 1 | 1 | 1 | 0 | 0 | {Measure:Quantity} | 1 | {Wattage} | 9 | [16 empty] | 25 | 0 | 0 | 0.037 | 0 | 0 | 0.005712 | 0.004353 | -0.04 | -0.002 | -0.022 | -0.002 | -0.004 | 0 | Res | Default DR | 11.1875 | 9.242 | -0.2337 | -3.7676 | -0.30713 | -0.48562 | -0.66758 | 0 | 20.4295 | 5.4617 |  | 6.71 |  | 17.13 | 12.1717 | 100% | 3.0858 | 1 | 6.71 | 100% | Electric |  | X=$0.00 | X=if(AS256=0,0,AS256*if(AU256>13,41,25)) | 0 | 0 | X=if(AS256=0,0,AS256*if(AU256>13,0.060,0.037)) | 0 | 0 | X=if(AS256=0,0,AS256*if(AU256>13,0.055,0.034)*AG256) | X=if(AS256=0,0,AS256*if(AU256>13,0.055,0.034)*1.085*AH256) | X=if(AS256=0,0,AS256*if(AU256>13,-0.005,-0.004)*10) | X=if(AS256=0,0,AS256*if(AU256>13,-0.003,-0.002)) | X=if(AS256=0,0,AS256*if(AU256>13,-0.036,-0.022)) | X=if(AS256=0,0,AS256*if(AU256>13,-0.003,-0.002)) | X=if(AS256=0,0,AS256*if(AU256>13,-0.007,-0.004)) | 0 | AG: {Factor:WinterCF}; AH: {Factor:SummerCF}; AS: {Measure:Quantity}; AU: {Wattage} | [10 empty] | {Measure:Quantity} | {Measure:Quantity} | {Wattage} | [7 empty] | {Measure:Quantity} | {Measure:Quantity} | {Wattage} | [7 empty] | {Measure:Quantity} | {Measure:Quantity} | {Wattage} | {Factor:WinterCF} | [6 empty] | {Measure:Quantity} | {Measure:Quantity} | {Wattage} | {Factor:SummerCF} | [6 empty] | {Measure:Quantity} | {Measure:Quantity} | {Wattage} | [7 empty] | {Measure:Quantity} | {Measure:Quantity} | {Wattage} | [7 empty] | {Measure:Quantity} | {Measure:Quantity} | {Wattage} | [7 empty] | {Measure:Quantity} | {Measure:Quantity} | {Wattage} | [7 empty] | {Measure:Quantity} | {Measure:Quantity} | {Wattage} | [17 empty] | 2
Low Income Direct Install - Electric | LED Low Income Standard Bulb Short Life | LILEDSTANS | 2018-07-01 | 2019-06-30 | Manual Entry | $0.00 | 0 | Manual Entry | $0.00 | 0 | 2017-07-01 | 2019-06-30 | Calculated | if({Measure:Quantity}=0,0,{Measure:Quantity}*if({Wattage}>13,41,25)) |  |  | if({Measure:Quantity}=0,0,{Measure:Quantity}*if({Wattage}>13,0.060,0.037)) |  |  | if({Measure:Quantity}=0,0,{Measure:Quantity}*if({Wattage}>13,0.055,0.034)*{Factor:WinterCF}) | if({Measure:Quantity}=0,0,{Measure:Quantity}*if({Wattage}>13,0.055,0.034)*1.085*{Factor:SummerCF}) | if({Measure:Quantity}=0,0,{Measure:Quantity}*if({Wattage}>13,-0.005,-0.004)*10) | if({Measure:Quantity}=0,0,{Measure:Quantity}*if({Wattage}>13,-0.003,-0.002)) | if({Measure:Quantity}=0,0,{Measure:Quantity}*if({Wattage}>13,-0.036,-0.022)) | if({Measure:Quantity}=0,0,{Measure:Quantity}*if({Wattage}>13,-0.003,-0.002)) | if({Measure:Quantity}=0,0,{Measure:Quantity}*if({Wattage}>13,-0.007,-0.004)) |  | 2018-07-01 | 2019-06-30 | 8 | 0.168 | 0.118 | 0.39 | 0.311 | 0.163 | 0.136 | 1 | 1 | 1 | 0 | 0 | {Measure:Quantity} | 1 | {Wattage} | 9 | [16 empty] | 25 | 0 | 0 | 0.037 | 0 | 0 | 0.005712 | 0.004353 | -0.04 | -0.002 | -0.022 | -0.002 | -0.004 | 0 | Res | Default DR | 10.0368 | 8.25 | -0.20905 | -3.3394 | -0.27222 | -0.43221 | -0.5917 | 0 | 18.2867 | 4.8446 |  | 5.94 |  | 14.68 | 10.7846 | 100% | 3.0568 | 1 | 5.94 | 100% | Electric |  | X=$0.00 | X=if(AS257=0,0,AS257*if(AU257>13,41,25)) | 0 | 0 | X=if(AS257=0,0,AS257*if(AU257>13,0.060,0.037)) | 0 | 0 | X=if(AS257=0,0,AS257*if(AU257>13,0.055,0.034)*AG257) | X=if(AS257=0,0,AS257*if(AU257>13,0.055,0.034)*1.085*AH257) | X=if(AS257=0,0,AS257*if(AU257>13,-0.005,-0.004)*10) | X=if(AS257=0,0,AS257*if(AU257>13,-0.003,-0.002)) | X=if(AS257=0,0,AS257*if(AU257>13,-0.036,-0.022)) | X=if(AS257=0,0,AS257*if(AU257>13,-0.003,-0.002)) | X=if(AS257=0,0,AS257*if(AU257>13,-0.007,-0.004)) | 0 | AG: {Factor:WinterCF}; AH: {Factor:SummerCF}; AS: {Measure:Quantity}; AU: {Wattage} | [10 empty] | {Measure:Quantity} | {Measure:Quantity} | {Wattage} | [7 empty] | {Measure:Quantity} | {Measure:Quantity} | {Wattage} | [7 empty] | {Measure:Quantity} | {Measure:Quantity} | {Wattage} | {Factor:WinterCF} | [6 empty] | {Measure:Quantity} | {Measure:Quantity} | {Wattage} | {Factor:SummerCF} | [6 empty] | {Measure:Quantity} | {Measure:Quantity} | {Wattage} | [7 empty] | {Measure:Quantity} | {Measure:Quantity} | {Wattage} | [7 empty] | {Measure:Quantity} | {Measure:Quantity} | {Wattage} | [7 empty] | {Measure:Quantity} | {Measure:Quantity} | {Wattage} | [7 empty] | {Measure:Quantity} | {Measure:Quantity} | {Wattage} | [17 empty] | 2
Low Income Direct Install - Electric | Low Flow Bathroom Aerator Direct Install | LILFBA | 2018-07-01 | 2019-06-30 | Manual Entry | $0.00 | 0 | Manual Entry | $0.00 | 0 | 2017-07-01 | 2019-06-30 | Calculated | {Measure:Quantity}*if({Measure:Quantity}=0,0,8) |  |  | {Measure:Quantity}*if({Measure:Quantity}=0,0,0.001) |  |  | {Measure:Quantity}*if({Measure:Quantity}=0,0,0.001)*{Factor:WinterCF} | {Measure:Quantity}*if({Measure:Quantity}=0,0,0.001)*{Factor:SummerCF} | [5 empty] | if({Measure:Quantity}=0,0,{Measure:Quantity}*333) | 2018-07-01 | 2019-06-30 | 10 | 0.004 | 0.003 | 0.397 | 0.268 | 0.203 | 0.131 | 1 | 1 | 1 | 0 | 0 | {Measure:Quantity} | 1 | [18 empty] | 8 | 0 | 0 | 0.001 | 0 | 0 | 4e-06 | 3e-06 | 0 | 0 | 0 | 0 | 0 | 333 | Res | Default DR | 3.918 | 0.0071412 | 0 | 0 | 0 | 0 | 0 | 18.713 | 22.6382 | 0 |  | 9.63 |  |  | 9.63 | 100% | 2.3508 | 1 | 9.63 | 100% | Electric |  | X=$0.00 | X=AS258*if(AS258=0,0,8) | 0 | 0 | X=AS258*if(AS258=0,0,0.001) | 0 | 0 | X=AS258*if(AS258=0,0,0.001)*AG258 | X=AS258*if(AS258=0,0,0.001)*AH258 | 0 | 0 | 0 | 0 | 0 | X=if(AS258=0,0,AS258*333) | AG: {Factor:WinterCF}; AH: {Factor:SummerCF}; AS: {Measure:Quantity} | [10 empty] | {Measure:Quantity} | {Measure:Quantity} | [8 empty] | {Measure:Quantity} | {Measure:Quantity} | [8 empty] | {Measure:Quantity} | {Measure:Quantity} | {Factor:WinterCF} | [7 empty] | {Measure:Quantity} | {Measure:Quantity} | {Factor:SummerCF} | [57 empty] | {Measure:Quantity} | {Measure:Quantity} | [8 empty] | 1
Low Income Direct Install - Electric | Low Flow Kitchen Aerator Direct Install | LILFKA | 2018-07-01 | 2019-06-30 | Manual Entry | $0.00 | 0 | Manual Entry | $0.00 | 0 | 2017-07-01 | 2019-06-30 | Calculated | {Measure:Quantity}*if({Measure:Quantity}=0,0,79) |  |  | {Measure:Quantity}*if({Measure:Quantity}=0,0,0.007) |  |  | {Measure:Quantity}*if({Measure:Quantity}=0,0,0.007)*{Factor:WinterCF} | {Measure:Quantity}*if({Measure:Quantity}=0,0,0.007)*{Factor:SummerCF} | [5 empty] | if({Measure:Quantity}=0,0,{Measure:Quantity}*2696) | 2018-07-01 | 2019-06-30 | 10 | 0.012 | 0.008 | 0.397 | 0.268 | 0.203 | 0.131 | 1 | 1 | 1 | 0 | 0 | {Measure:Quantity} | 1 | [18 empty] | 79 | 0 | 0 | 0.007 | 0 | 0 | 8.4e-05 | 5.6e-05 | 0 | 0 | 0 | 0 | 0 | 2696 | Res | Default DR | 38.6905 | 0.14542 | 0 | 0 | 0 | 0 | 0 | 151.5022 | 190.3381 | 0 |  | 35.62 |  |  | 35.62 | 100% | 5.3436 | 1 | 35.62 | 100% | Electric |  | X=$0.00 | X=AS259*if(AS259=0,0,79) | 0 | 0 | X=AS259*if(AS259=0,0,0.007) | 0 | 0 | X=AS259*if(AS259=0,0,0.007)*AG259 | X=AS259*if(AS259=0,0,0.007)*AH259 | 0 | 0 | 0 | 0 | 0 | X=if(AS259=0,0,AS259*2696) | AG: {Factor:WinterCF}; AH: {Factor:SummerCF}; AS: {Measure:Quantity} | [10 empty] | {Measure:Quantity} | {Measure:Quantity} | [8 empty] | {Measure:Quantity} | {Measure:Quantity} | [8 empty] | {Measure:Quantity} | {Measure:Quantity} | {Factor:WinterCF} | [7 empty] | {Measure:Quantity} | {Measure:Quantity} | {Factor:SummerCF} | [57 empty] | {Measure:Quantity} | {Measure:Quantity} | [8 empty] | 1
Low Income Direct Install - Electric | Low Flow Shower Head Direct Install | LILFSH | 2018-07-01 | 2019-06-30 | Manual Entry | $0.00 | 0 | Manual Entry | $0.00 | 0 | 2017-07-01 | 2019-06-30 | Calculated | {Measure:Quantity}*if({Measure:Quantity}=0,0,123) |  |  | {Measure:Quantity}*if({Measure:Quantity}=0,0,0.010) |  |  | {Measure:Quantity}*if({Measure:Quantity}=0,0,0.010)*{Factor:WinterCF} | {Measure:Quantity}*if({Measure:Quantity}=0,0,0.010)*{Factor:SummerCF} | [5 empty] | if({Measure:Quantity}=0,0,{Measure:Quantity}*3153) | 2018-07-01 | 2019-06-30 | 10 | 0.008 | 0.005 | 0.355 | 0.311 | 0.181 | 0.153 | 1 | 1 | 1 | 0 | 0 | {Measure:Quantity} | 1 | [18 empty] | 123 | 0 | 0 | 0.01 | 0 | 0 | 8e-05 | 5e-05 | 0 | 0 | 0 | 0 | 0 | 3153 | Res | Default DR | 59.8763 | 0.13633 | 0 | 0 | 0 | 0 | 0 | 177.1834 | 237.196 | 0 |  | 70.76 |  |  | 70.76 | 100% | 3.3521 | 1 | 70.76 | 100% | Electric |  | X=$0.00 | X=AS260*if(AS260=0,0,123) | 0 | 0 | X=AS260*if(AS260=0,0,0.010) | 0 | 0 | X=AS260*if(AS260=0,0,0.010)*AG260 | X=AS260*if(AS260=0,0,0.010)*AH260 | 0 | 0 | 0 | 0 | 0 | X=if(AS260=0,0,AS260*3153) | AG: {Factor:WinterCF}; AH: {Factor:SummerCF}; AS: {Measure:Quantity} | [10 empty] | {Measure:Quantity} | {Measure:Quantity} | [8 empty] | {Measure:Quantity} | {Measure:Quantity} | [8 empty] | {Measure:Quantity} | {Measure:Quantity} | {Factor:WinterCF} | [7 empty] | {Measure:Quantity} | {Measure:Quantity} | {Factor:SummerCF} | [57 empty] | {Measure:Quantity} | {Measure:Quantity} | [8 empty] | 1
Low Income Direct Install - Electric | [6 empty] | 0 |  |  | 0 | [89 empty] | 0 | 0 | 0 | 0 | 0 | 0 | 0 | 0 | 0 | 0 | 0 | 0 | 0 | 0 | 0 | AG: {Factor:WinterCF}; AH: {Factor:SummerCF} | [110 empty] | 0
Low Income Direct Install - Natural Gas | Attic Insulation Direct Install | LNAI | 2018-07-01 | 2019-06-30 | Per Measure | $2617.00 | 0 | Manual Entry | $0.00 | 0 | 2015-07-01 | 2019-06-30 | Calculated | 0 |  |  | 0 |  |  | 0 | 0 | if({Measure:Quantity}=0,0,{Measure:Quantity}*0.192138*(1/{Pre R-Value}-1/{Post R-Value})*{Area Sq. ft}/.805)*10 | 0 | 0 | 0 | 0 |  | 2015-07-01 | 2019-06-30 | 25 | 1 | 1 | 0 | 0 | 0 | 0 | 1 | 1 | 1 | 0 | 0 | {Measure:Quantity} | 1 | {Pre R-Value} | 5 | {Post R-Value} | 50.7 | {Area Sq. ft} | 986 | [12 empty] | 0 | 0 | 0 | 0 | 0 | 0 | 0 | 0 | 424.2604 | 0 | 0 | 0 | 0 | 0 | Res | Default DR | 0 | 0 | 5986.7713 | 0 | 0 | 0 | 0 | 0 | 5986.7713 | 0 |  | 2617 |  |  | 2617 | 100% | 2.2876 | 1 | 2617 | 100% | NG |  | X=$2617.00 | X=0 | 0 | 0 | X=0 | 0 | 0 | X=0 | X=0 | X=if(AS262=0,0,AS262*0.192138*(1/AU262-1/AW262)*AY262/.805)*10 | X=0 | X=0 | X=0 | X=0 | 0 | AG: {Factor:WinterCF}; AH: {Factor:SummerCF}; AS: {Measure:Quantity}; AU: {Pre R-Value}; AW: {Post R-Value}; AY: {Area Sq. ft} | [50 empty] | {Measure:Quantity} | {Measure:Quantity} | {Pre R-Value} | {Post R-Value} | {Area Sq. ft} | [55 empty] | 4
Low Income Direct Install - Natural Gas | Air Sealing Direct Install | LNAS | 2018-07-01 | 2019-06-30 | Per Measure | $700.00 | 0 | Manual Entry | $0.00 | 0 | 2015-07-01 | 2019-06-30 | Calculated | 0 |  |  | 0 |  |  | 0 | 0 | if({Measure:Quantity}=0,0,{Measure:Quantity}*({Pre CFM50}-{Post CFM50})*0.013692/.805)*10 | 0 | 0 | 0 | 0 |  | 2015-07-01 | 2019-06-30 | 15 | 1 | 1 | 0 | 0 | 0 | 0 | 1 | 1 | 1 | 0 | 0 | {Measure:Quantity} | 1 | {Pre CFM50} | 3581 | {Post CFM50} | 2968 | [14 empty] | 0 | 0 | 0 | 0 | 0 | 0 | 0 | 0 | 104.2633 | 0 | 0 | 0 | 0 | 0 | Res | Default DR | 0 | 0 | 974.0616 | 0 | 0 | 0 | 0 | 0 | 974.0616 | 0 |  | 700 |  |  | 700 | 100% | 1.3915 | 1 | 700 | 100% | NG |  | X=$700.00 | X=0 | 0 | 0 | X=0 | 0 | 0 | X=0 | X=0 | X=if(AS263=0,0,AS263*(AU263-AW263)*0.013692/.805)*10 | X=0 | X=0 | X=0 | X=0 | 0 | AG: {Factor:WinterCF}; AH: {Factor:SummerCF}; AS: {Measure:Quantity}; AU: {Pre CFM50}; AW: {Post CFM50} | [50 empty] | {Measure:Quantity} | {Measure:Quantity} | {Pre CFM50} | {Post CFM50} | [56 empty] | 3
Low Income Direct Install - Natural Gas | [6 empty] | 0 |  |  | 0 | [89 empty] | 0 | 0 | 0 | 0 | 0 | 0 | 0 | 0 | 0 | 0 | 0 | 0 | 0 | 0 | 0 | AG: {Factor:WinterCF}; AH: {Factor:SummerCF} | [110 empty] | 0
Low Income Direct Install - Other Fuels | DHP Direct Install | LIDHP | 2018-07-01 | 2019-06-30 | Manual Entry | $0.00 | 0 | Manual Entry | $0.00 | 0 | 2016-07-01 | 2019-06-30 | Modeled | [14 empty] | 2016-07-01 | 2019-06-30 | 18 | 1 | 1 | 0.568 | 0.365 | 0.036 | 0.031 | 1 | 1 | 1 | 0 | 0 |  | 1 |  | 3 | [16 empty] | -2954 | 0 | 0 | -2.266 | 0 | 0 | -0.654 | -0.011 | 0 | 0 | 40 | 0 | 0 | 0 | Res | Default DR | -2511.4448 | -1485.5076 | 0 | 13287.29 | 0 | 0 | 0 | 0 | 13287.29 | 3996.9524 |  | 2100 |  |  | 6096.9524 | 100% | 2.1793 | 1 | 2100 | 100% | RGGI |  | X=$0.00 | 0 | 0 | 0 | 0 | 0 | 0 | 0 | 0 | 0 | 0 | 0 | 0 | 0 | 0 | AG: {Factor:WinterCF}; AH: {Factor:SummerCF} | [110 empty] | 0
Low Income Direct Install - Other Fuels | [6 empty] | 0 |  |  | 0 | [89 empty] | 0 | 0 | 0 | 0 | 0 | 0 | 0 | 0 | 0 | 0 | 0 | 0 | 0 | 0 | 0 | AG: {Factor:WinterCF}; AH: {Factor:SummerCF} | [110 empty] | 0
Low Income Direct Mailing | LED Low Income Specialty Bulb Long Life | LILEDSPECL | 2018-07-01 | 2019-06-30 | Manual Entry | $0.00 | 0 | Manual Entry | $0.00 | 0 | 2017-07-01 | 2019-06-30 | Calculated | if({Measure:Quantity}=0,0,{Measure:Quantity})*40 |  |  | if({Measure:Quantity}=0,0,{Measure:Quantity}*0.058) |  |  | if({Measure:Quantity}=0,0,{Measure:Quantity}*0.054*{Factor:WinterCF}) | if({Measure:Quantity}=0,0,{Measure:Quantity}*(0.054)*1.085*{Factor:SummerCF}) | if({Measure:Quantity}=0,0,{Measure:Quantity}*(-0.005)*10) | if({Measure:Quantity}=0,0,{Measure:Quantity}*(-0.003)) | if({Measure:Quantity}=0,0,{Measure:Quantity}*(-0.036)) | if({Measure:Quantity}=0,0,{Measure:Quantity}*(-0.003)) | if({Measure:Quantity}=0,0,{Measure:Quantity}*(-0.007)) |  | 2018-07-01 | 2019-06-30 | 25 | 0.168 | 0.118 | 0.39 | 0.311 | 0.163 | 0.136 | 1 | 1 | 1 | 0 | 0 | {Measure:Quantity} | 1 | [18 empty] | 40 | 0 | 0 | 0.058 | 0 | 0 | 0.009072 | 0.0069136 | -0.05 | -0.003 | -0.036 | -0.003 | -0.007 | 0 | Res | Default DR | 41.348 | 37.7912 | -0.70555 | -15.8449 | -1.184 | -1.8243 | -3.0025 | 0 | 79.1392 | 22.5613 |  | 10 |  | 6.09 | 32.5613 | 100% | 2.6175 | 1 | 10 | 100% | Electric |  | X=$0.00 | X=if(AS267=0,0,AS267)*40 | 0 | 0 | X=if(AS267=0,0,AS267*0.058) | 0 | 0 | X=if(AS267=0,0,AS267*0.054*AG267) | X=if(AS267=0,0,AS267*(0.054)*1.085*AH267) | X=if(AS267=0,0,AS267*(-0.005)*10) | X=if(AS267=0,0,AS267*(-0.003)) | X=if(AS267=0,0,AS267*(-0.036)) | X=if(AS267=0,0,AS267*(-0.003)) | X=if(AS267=0,0,AS267*(-0.007)) | 0 | AG: {Factor:WinterCF}; AH: {Factor:SummerCF}; AS: {Measure:Quantity} | [10 empty] | {Measure:Quantity} | {Measure:Quantity} | [8 empty] | {Measure:Quantity} | {Measure:Quantity} | [8 empty] | {Measure:Quantity} | {Measure:Quantity} | {Factor:WinterCF} | [7 empty] | {Measure:Quantity} | {Measure:Quantity} | {Factor:SummerCF} | [7 empty] | {Measure:Quantity} | {Measure:Quantity} | [8 empty] | {Measure:Quantity} | {Measure:Quantity} | [8 empty] | {Measure:Quantity} | {Measure:Quantity} | [8 empty] | {Measure:Quantity} | {Measure:Quantity} | [8 empty] | {Measure:Quantity} | {Measure:Quantity} | [18 empty] | 1
Low Income Direct Mailing | LED Low Income Specialty Bulb Short Life | LILEDSPECS | 2018-07-01 | 2019-06-30 | Manual Entry | $0.00 | 0 | Manual Entry | $0.00 | 0 | 2017-07-01 | 2019-06-30 | Calculated | if({Measure:Quantity}=0,0,{Measure:Quantity})*40 |  |  | if({Measure:Quantity}=0,0,{Measure:Quantity}*0.058) |  |  | if({Measure:Quantity}=0,0,{Measure:Quantity}*0.054*{Factor:WinterCF}) | if({Measure:Quantity}=0,0,{Measure:Quantity}*(0.054)*1.085*{Factor:SummerCF}) | if({Measure:Quantity}=0,0,{Measure:Quantity}*(-0.005)*10) | if({Measure:Quantity}=0,0,{Measure:Quantity}*(-0.003)) | if({Measure:Quantity}=0,0,{Measure:Quantity}*(-0.036)) | if({Measure:Quantity}=0,0,{Measure:Quantity}*(-0.003)) | if({Measure:Quantity}=0,0,{Measure:Quantity}*(-0.007)) |  | 2018-07-01 | 2019-06-30 | 21 | 0.168 | 0.118 | 0.39 | 0.311 | 0.163 | 0.136 | 1 | 1 | 1 | 0 | 0 | {Measure:Quantity} | 1 | [18 empty] | 40 | 0 | 0 | 0.058 | 0 | 0 | 0.009072 | 0.0069136 | -0.05 | -0.003 | -0.036 | -0.003 | -0.007 | 0 | Res | Default DR | 36.1549 | 32.4134 | -0.6167 | -13.6962 | -1.0234 | -1.5779 | -2.5953 | 0 | 68.5683 | 19.5096 |  | 9 |  | 5.21 | 28.5096 | 100% | 2.5878 | 1 | 9 | 100% | Electric |  | X=$0.00 | X=if(AS268=0,0,AS268)*40 | 0 | 0 | X=if(AS268=0,0,AS268*0.058) | 0 | 0 | X=if(AS268=0,0,AS268*0.054*AG268) | X=if(AS268=0,0,AS268*(0.054)*1.085*AH268) | X=if(AS268=0,0,AS268*(-0.005)*10) | X=if(AS268=0,0,AS268*(-0.003)) | X=if(AS268=0,0,AS268*(-0.036)) | X=if(AS268=0,0,AS268*(-0.003)) | X=if(AS268=0,0,AS268*(-0.007)) | 0 | AG: {Factor:WinterCF}; AH: {Factor:SummerCF}; AS: {Measure:Quantity} | [10 empty] | {Measure:Quantity} | {Measure:Quantity} | [8 empty] | {Measure:Quantity} | {Measure:Quantity} | [8 empty] | {Measure:Quantity} | {Measure:Quantity} | {Factor:WinterCF} | [7 empty] | {Measure:Quantity} | {Measure:Quantity} | {Factor:SummerCF} | [7 empty] | {Measure:Quantity} | {Measure:Quantity} | [8 empty] | {Measure:Quantity} | {Measure:Quantity} | [8 empty] | {Measure:Quantity} | {Measure:Quantity} | [8 empty] | {Measure:Quantity} | {Measure:Quantity} | [8 empty] | {Measure:Quantity} | {Measure:Quantity} | [18 empty] | 1
Low Income Direct Mailing | LED Low Income Standard Bulb Long Life | LILEDSTANL | 2018-07-01 | 2019-06-30 | Manual Entry | $0.00 | 0 | Manual Entry | $0.00 | 0 | 2017-07-01 | 2019-06-30 | Calculated | if({Measure:Quantity}=0,0,{Measure:Quantity}*if({Wattage}>13,41,25)) |  |  | if({Measure:Quantity}=0,0,{Measure:Quantity}*if({Wattage}>13,0.059,0.037)) |  |  | if({Measure:Quantity}=0,0,{Measure:Quantity}*if({Wattage}>13,0.055,0.034)*{Factor:WinterCF}) | if({Measure:Quantity}=0,0,{Measure:Quantity}*if({Wattage}>13,0.055,0.034)*1.085*{Factor:SummerCF}) | if({Measure:Quantity}=0,0,{Measure:Quantity}*if({Wattage}>13,-0.005,-0.004)*10) | if({Measure:Quantity}=0,0,{Measure:Quantity}*if({Wattage}>13,-0.003,-0.002)) | if({Measure:Quantity}=0,0,{Measure:Quantity}*if({Wattage}>13,-0.036,-0.022)) | if({Measure:Quantity}=0,0,{Measure:Quantity}*if({Wattage}>13,-0.003,-0.002)) | if({Measure:Quantity}=0,0,{Measure:Quantity}*if({Wattage}>13,-0.007,-0.004)) |  | 2018-07-01 | 2019-06-30 | 9 | 0.168 | 0.118 | 0.39 | 0.311 | 0.163 | 0.136 | 1 | 1 | 1 | 0 | 0 | {Measure:Quantity} | 1 | {Wattage} | 9 | [16 empty] | 25 | 0 | 0 | 0.037 | 0 | 0 | 0.005712 | 0.004353 | -0.04 | -0.002 | -0.022 | -0.002 | -0.004 | 0 | Res | Default DR | 11.1875 | 9.242 | -0.2337 | -3.7676 | -0.30713 | -0.48562 | -0.66758 | 0 | 20.4295 | 5.4617 |  | 4.46 |  | 17.13 | 9.9217 | 100% | 3.7856 | 1 | 4.46 | 100% | Electric |  | X=$0.00 | X=if(AS269=0,0,AS269*if(AU269>13,41,25)) | 0 | 0 | X=if(AS269=0,0,AS269*if(AU269>13,0.059,0.037)) | 0 | 0 | X=if(AS269=0,0,AS269*if(AU269>13,0.055,0.034)*AG269) | X=if(AS269=0,0,AS269*if(AU269>13,0.055,0.034)*1.085*AH269) | X=if(AS269=0,0,AS269*if(AU269>13,-0.005,-0.004)*10) | X=if(AS269=0,0,AS269*if(AU269>13,-0.003,-0.002)) | X=if(AS269=0,0,AS269*if(AU269>13,-0.036,-0.022)) | X=if(AS269=0,0,AS269*if(AU269>13,-0.003,-0.002)) | X=if(AS269=0,0,AS269*if(AU269>13,-0.007,-0.004)) | 0 | AG: {Factor:WinterCF}; AH: {Factor:SummerCF}; AS: {Measure:Quantity}; AU: {Wattage} | [10 empty] | {Measure:Quantity} | {Measure:Quantity} | {Wattage} | [7 empty] | {Measure:Quantity} | {Measure:Quantity} | {Wattage} | [7 empty] | {Measure:Quantity} | {Measure:Quantity} | {Wattage} | {Factor:WinterCF} | [6 empty] | {Measure:Quantity} | {Measure:Quantity} | {Wattage} | {Factor:SummerCF} | [6 empty] | {Measure:Quantity} | {Measure:Quantity} | {Wattage} | [7 empty] | {Measure:Quantity} | {Measure:Quantity} | {Wattage} | [7 empty] | {Measure:Quantity} | {Measure:Quantity} | {Wattage} | [7 empty] | {Measure:Quantity} | {Measure:Quantity} | {Wattage} | [7 empty] | {Measure:Quantity} | {Measure:Quantity} | {Wattage} | [17 empty] | 2
Low Income Direct Mailing | LED Low Income Standard Bulb Short Life | LILEDSTANS | 2018-07-01 | 2019-06-30 | Manual Entry | $0.00 | 0 | Manual Entry | $0.00 | 0 | 2017-07-01 | 2019-06-30 | Calculated | if({Measure:Quantity}=0,0,{Measure:Quantity}*if({Wattage}>13,41,25)) |  |  | if({Measure:Quantity}=0,0,{Measure:Quantity}*if({Wattage}>13,0.059,0.037)) |  |  | if({Measure:Quantity}=0,0,{Measure:Quantity}*if({Wattage}>13,0.055,0.034)*{Factor:WinterCF}) | if({Measure:Quantity}=0,0,{Measure:Quantity}*if({Wattage}>13,0.055,0.034)*1.085*{Factor:SummerCF}) | if({Measure:Quantity}=0,0,{Measure:Quantity}*if({Wattage}>13,-0.005,-0.004)*10) | if({Measure:Quantity}=0,0,{Measure:Quantity}*if({Wattage}>13,-0.003,-0.002)) | if({Measure:Quantity}=0,0,{Measure:Quantity}*if({Wattage}>13,-0.036,-0.022)) | if({Measure:Quantity}=0,0,{Measure:Quantity}*if({Wattage}>13,-0.003,-0.002)) | if({Measure:Quantity}=0,0,{Measure:Quantity}*if({Wattage}>13,-0.007,-0.004)) |  | 2018-07-01 | 2019-06-30 | 8 | 0.168 | 0.118 | 0.39 | 0.311 | 0.163 | 0.136 | 1 | 1 | 1 | 0 | 0 | {Measure:Quantity} | 1 | {Wattage} | 9 | [16 empty] | 25 | 0 | 0 | 0.037 | 0 | 0 | 0.005712 | 0.004353 | -0.04 | -0.002 | -0.022 | -0.002 | -0.004 | 0 | Res | Default DR | 10.0368 | 8.25 | -0.20905 | -3.3394 | -0.27222 | -0.43221 | -0.5917 | 0 | 18.2867 | 4.8446 |  | 2.5 |  | 14.68 | 7.3446 | 100% | 4.4886 | 1 | 2.5 | 100% | Electric |  | X=$0.00 | X=if(AS270=0,0,AS270*if(AU270>13,41,25)) | 0 | 0 | X=if(AS270=0,0,AS270*if(AU270>13,0.059,0.037)) | 0 | 0 | X=if(AS270=0,0,AS270*if(AU270>13,0.055,0.034)*AG270) | X=if(AS270=0,0,AS270*if(AU270>13,0.055,0.034)*1.085*AH270) | X=if(AS270=0,0,AS270*if(AU270>13,-0.005,-0.004)*10) | X=if(AS270=0,0,AS270*if(AU270>13,-0.003,-0.002)) | X=if(AS270=0,0,AS270*if(AU270>13,-0.036,-0.022)) | X=if(AS270=0,0,AS270*if(AU270>13,-0.003,-0.002)) | X=if(AS270=0,0,AS270*if(AU270>13,-0.007,-0.004)) | 0 | AG: {Factor:WinterCF}; AH: {Factor:SummerCF}; AS: {Measure:Quantity}; AU: {Wattage} | [10 empty] | {Measure:Quantity} | {Measure:Quantity} | {Wattage} | [7 empty] | {Measure:Quantity} | {Measure:Quantity} | {Wattage} | [7 empty] | {Measure:Quantity} | {Measure:Quantity} | {Wattage} | {Factor:WinterCF} | [6 empty] | {Measure:Quantity} | {Measure:Quantity} | {Wattage} | {Factor:SummerCF} | [6 empty] | {Measure:Quantity} | {Measure:Quantity} | {Wattage} | [7 empty] | {Measure:Quantity} | {Measure:Quantity} | {Wattage} | [7 empty] | {Measure:Quantity} | {Measure:Quantity} | {Wattage} | [7 empty] | {Measure:Quantity} | {Measure:Quantity} | {Wattage} | [7 empty] | {Measure:Quantity} | {Measure:Quantity} | {Wattage} | [17 empty] | 2
Low Income Direct Mailing | Low Flow Bathroom Aerator Direct Install | LILFBA | 2018-07-01 | 2019-06-30 | Manual Entry | $0.00 | 0 | Manual Entry | $0.00 | 0 | 2017-07-01 | 2019-06-30 | Calculated | {Measure:Quantity}*if({Measure:Quantity}=0,0,29) |  |  | {Measure:Quantity}*if({Measure:Quantity}=0,0,0.002) |  |  | {Measure:Quantity}*if({Measure:Quantity}=0,0,0.002)*{Factor:WinterCF} | {Measure:Quantity}*if({Measure:Quantity}=0,0,0.002)*{Factor:SummerCF} | [5 empty] | if({Measure:Quantity}=0,0,{Measure:Quantity}*333) | 2018-07-01 | 2019-06-30 | 10 | 0.004 | 0.003 | 0.397 | 0.268 | 0.203 | 0.131 | 1 | 1 | 1 | 0 | 0 | {Measure:Quantity} | 1 | [18 empty] | 29 | 0 | 0 | 0.002 | 0 | 0 | 8e-06 | 6e-06 | 0 | 0 | 0 | 0 | 0 | 333 | Res | Default DR | 14.2028 | 0.014282 | 0 | 0 | 0 | 0 | 0 | 18.713 | 32.9301 | 0 |  | 0.57 |  |  | 0.57 | 100% | 57.7721 | 1 | 0.57 | 100% | Electric |  | X=$0.00 | X=AS271*if(AS271=0,0,29) | 0 | 0 | X=AS271*if(AS271=0,0,0.002) | 0 | 0 | X=AS271*if(AS271=0,0,0.002)*AG271 | X=AS271*if(AS271=0,0,0.002)*AH271 | 0 | 0 | 0 | 0 | 0 | X=if(AS271=0,0,AS271*333) | AG: {Factor:WinterCF}; AH: {Factor:SummerCF}; AS: {Measure:Quantity} | [10 empty] | {Measure:Quantity} | {Measure:Quantity} | [8 empty] | {Measure:Quantity} | {Measure:Quantity} | [8 empty] | {Measure:Quantity} | {Measure:Quantity} | {Factor:WinterCF} | [7 empty] | {Measure:Quantity} | {Measure:Quantity} | {Factor:SummerCF} | [57 empty] | {Measure:Quantity} | {Measure:Quantity} | [8 empty] | 1
Low Income Direct Mailing | Low Flow Kitchen Aerator Direct Install | LILFKA | 2018-07-01 | 2019-06-30 | Manual Entry | $0.00 | 0 | Manual Entry | $0.00 | 0 | 2017-07-01 | 2019-06-30 | Calculated | {Measure:Quantity}*if({Measure:Quantity}=0,0,283) |  |  | {Measure:Quantity}*if({Measure:Quantity}=0,0,0.023) |  |  | {Measure:Quantity}*if({Measure:Quantity}=0,0,0.023)*{Factor:WinterCF} | {Measure:Quantity}*if({Measure:Quantity}=0,0,0.023)*{Factor:SummerCF} | [5 empty] | if({Measure:Quantity}=0,0,{Measure:Quantity}*2696) | 2018-07-01 | 2019-06-30 | 10 | 0.012 | 0.008 | 0.397 | 0.268 | 0.203 | 0.131 | 1 | 1 | 1 | 0 | 0 | {Measure:Quantity} | 1 | [18 empty] | 283 | 0 | 0 | 0.023 | 0 | 0 | 0.000276 | 0.000184 | 0 | 0 | 0 | 0 | 0 | 2696 | Res | Default DR | 138.6001 | 0.47781 | 0 | 0 | 0 | 0 | 0 | 151.5022 | 290.5801 | 0 |  | 2.07 |  |  | 2.07 | 100% | 140.3769 | 1 | 2.07 | 100% | Electric |  | X=$0.00 | X=AS272*if(AS272=0,0,283) | 0 | 0 | X=AS272*if(AS272=0,0,0.023) | 0 | 0 | X=AS272*if(AS272=0,0,0.023)*AG272 | X=AS272*if(AS272=0,0,0.023)*AH272 | 0 | 0 | 0 | 0 | 0 | X=if(AS272=0,0,AS272*2696) | AG: {Factor:WinterCF}; AH: {Factor:SummerCF}; AS: {Measure:Quantity} | [10 empty] | {Measure:Quantity} | {Measure:Quantity} | [8 empty] | {Measure:Quantity} | {Measure:Quantity} | [8 empty] | {Measure:Quantity} | {Measure:Quantity} | {Factor:WinterCF} | [7 empty] | {Measure:Quantity} | {Measure:Quantity} | {Factor:SummerCF} | [57 empty] | {Measure:Quantity} | {Measure:Quantity} | [8 empty] | 1
Low Income Direct Mailing | Low Flow Shower Head Direct Install | LILFSH | 2018-07-01 | 2019-06-30 | Manual Entry | $0.00 | 0 | Manual Entry | $0.00 | 0 | 2017-07-01 | 2019-06-30 | Calculated | {Measure:Quantity}*if({Measure:Quantity}=0,0,442) |  |  | {Measure:Quantity}*if({Measure:Quantity}=0,0,0.035) |  |  | {Measure:Quantity}*if({Measure:Quantity}=0,0,0.035)*{Factor:WinterCF} | {Measure:Quantity}*if({Measure:Quantity}=0,0,0.035)*{Factor:SummerCF} | [5 empty] | if({Measure:Quantity}=0,0,{Measure:Quantity}*3153) | 2018-07-01 | 2019-06-30 | 10 | 0.008 | 0.005 | 0.355 | 0.311 | 0.181 | 0.153 | 0.7 | 1 | 1 | 0 | 0 | {Measure:Quantity} | 1 | [18 empty] | 442 | 0 | 0 | 0.035 | 0 | 0 | 0.00028 | 0.000175 | 0 | 0 | 0 | 0 | 0 | 3153 | Res | Default DR | 150.6157 | 0.33401 | 0 | 0 | 0 | 0 | 0 | 177.1834 | 328.133 | 0 |  | 30.76 |  |  | 30.76 | 100% | 10.6675 | 1 | 30.76 | 100% | Electric |  | X=$0.00 | X=AS273*if(AS273=0,0,442) | 0 | 0 | X=AS273*if(AS273=0,0,0.035) | 0 | 0 | X=AS273*if(AS273=0,0,0.035)*AG273 | X=AS273*if(AS273=0,0,0.035)*AH273 | 0 | 0 | 0 | 0 | 0 | X=if(AS273=0,0,AS273*3153) | AG: {Factor:WinterCF}; AH: {Factor:SummerCF}; AS: {Measure:Quantity} | [10 empty] | {Measure:Quantity} | {Measure:Quantity} | [8 empty] | {Measure:Quantity} | {Measure:Quantity} | [8 empty] | {Measure:Quantity} | {Measure:Quantity} | {Factor:WinterCF} | [7 empty] | {Measure:Quantity} | {Measure:Quantity} | {Factor:SummerCF} | [57 empty] | {Measure:Quantity} | {Measure:Quantity} | [8 empty] | 1
Low Income Direct Mailing | [6 empty] | 0 |  |  | 0 | [89 empty] | 0 | 0 | 0 | 0 | 0 | 0 | 0 | 0 | 0 | 0 | 0 | 0 | 0 | 0 | 0 | AG: {Factor:WinterCF}; AH: {Factor:SummerCF} | [110 empty] | 0
Retail Lighting | LED Specialty Bulb Candelabra Long Life | LEDSPCCDL | 2018-07-01 | 2019-06-30 | Calculated | {Measure:Quantity}*{Package Size}*3.69 | 0 | Calculated | {Measure:Quantity}*{Rebate per Package} | 0 | 2018-07-01 | 2019-06-30 | Calculated | {Measure:Quantity}*{Package Size}*33 |  |  | {Measure:Quantity}*{Package Size}*1.07*0.038 |  |  | {Measure:Quantity}*{Package Size}*0.007 | {Measure:Quantity}*{Package Size}*0.006 | {Measure:Quantity}*{Package Size}*10*-0.001 | {Measure:Quantity}*{Package Size}*-0.024 | {Measure:Quantity}*{Package Size}*-0.002 | {Measure:Quantity}*{Package Size}*-0.001 | {Measure:Quantity}*{Package Size}*-0.006 |  | 2018-07-01 | 2019-06-30 | 25 | 0.138 | 0.179 | 0.408 | 0.29 | 0.175 | 0.128 | 0.99 | 1 | 1 | 0.12 | 0 | {Measure:Quantity} | 1 | {Package Size} | 1 | [16 empty] | 33 | 0 | 0 | 0.04066 | 0 | 0 | 0.007 | 0.006 | -0.01 | -0.024 | -0.002 | -0.001 | -0.006 | 0 | Res | Default DR | 33.9113 | 29.8618 | -0.1397 | -0.87147 | -0.39072 | -14.4481 | -2.5479 | 0 | 63.7731 | 18.3978 |  | 3.69 |  | 11.06 | 22.0878 | 88% | 3.3199 | 1 | 3.321 | 90% | Electric |  | X=AS275*AU275*3.69 | X=AS275*AU275*33 | 0 | 0 | X=AS275*AU275*1.07*0.038 | 0 | 0 | X=AS275*AU275*0.007 | X=AS275*AU275*0.006 | X=AS275*AU275*10*-0.001 | X=AS275*AU275*-0.024 | X=AS275*AU275*-0.002 | X=AS275*AU275*-0.001 | X=AS275*AU275*-0.006 | 0 | AG: {Factor:WinterCF}; AH: {Factor:SummerCF}; AS: {Measure:Quantity}; AU: {Package Size} | {Measure:Quantity} | {Package Size} | [8 empty] | {Measure:Quantity} | {Package Size} | [8 empty] | {Measure:Quantity} | {Package Size} | [8 empty] | {Measure:Quantity} | {Package Size} | [8 empty] | {Measure:Quantity} | {Package Size} | [8 empty] | {Measure:Quantity} | {Package Size} | [8 empty] | {Measure:Quantity} | {Package Size} | [8 empty] | {Measure:Quantity} | {Package Size} | [8 empty] | {Measure:Quantity} | {Package Size} | [8 empty] | {Measure:Quantity} | {Package Size} | [18 empty] | 2
Retail Lighting | LED Specialty Bulb Candelabra Short Life | LEDSPCCDS | 2018-07-01 | 2019-06-30 | Calculated | {Measure:Quantity}*{Package Size}*3.41 | 0 | Calculated | {Measure:Quantity}*{Rebate per Package} | 0 | 2018-07-01 | 2019-06-30 | Calculated | {Measure:Quantity}*{Package Size}*33 |  |  | {Measure:Quantity}*{Package Size}*1.07*0.038 |  |  | {Measure:Quantity}*{Package Size}*0.007 | {Measure:Quantity}*{Package Size}*0.006 | {Measure:Quantity}*{Package Size}*10*-0.001 | {Measure:Quantity}*{Package Size}*-0.024 | {Measure:Quantity}*{Package Size}*-0.002 | {Measure:Quantity}*{Package Size}*-0.001 | {Measure:Quantity}*{Package Size}*-0.006 |  | 2018-07-01 | 2019-06-30 | 18 | 0.138 | 0.179 | 0.408 | 0.29 | 0.175 | 0.128 | 0.99 | 1 | 1 | 0.06 | 0 | {Measure:Quantity} | 1 | {Package Size} | 1 | [16 empty] | 33 | 0 | 0 | 0.04066 | 0 | 0 | 0.007 | 0.006 | -0.01 | -0.024 | -0.002 | -0.001 | -0.006 | 0 | Res | Default DR | 26.2432 | 22.2995 | -0.10781 | -0.65772 | -0.29489 | -10.9438 | -1.9229 | 0 | 48.5427 | 13.9272 |  | 3.41 |  | 9.27 | 17.3372 | 94% | 3.2973 | 1 | 3.069 | 90% | Electric |  | X=AS276*AU276*3.41 | X=AS276*AU276*33 | 0 | 0 | X=AS276*AU276*1.07*0.038 | 0 | 0 | X=AS276*AU276*0.007 | X=AS276*AU276*0.006 | X=AS276*AU276*10*-0.001 | X=AS276*AU276*-0.024 | X=AS276*AU276*-0.002 | X=AS276*AU276*-0.001 | X=AS276*AU276*-0.006 | 0 | AG: {Factor:WinterCF}; AH: {Factor:SummerCF}; AS: {Measure:Quantity}; AU: {Package Size} | {Measure:Quantity} | {Package Size} | [8 empty] | {Measure:Quantity} | {Package Size} | [8 empty] | {Measure:Quantity} | {Package Size} | [8 empty] | {Measure:Quantity} | {Package Size} | [8 empty] | {Measure:Quantity} | {Package Size} | [8 empty] | {Measure:Quantity} | {Package Size} | [8 empty] | {Measure:Quantity} | {Package Size} | [8 empty] | {Measure:Quantity} | {Package Size} | [8 empty] | {Measure:Quantity} | {Package Size} | [8 empty] | {Measure:Quantity} | {Package Size} | [18 empty] | 2
Retail Lighting | LED Specialty Bulb Other (Globe & 3-Way) Long Life | LEDSPCOL | 2018-07-01 | 2019-06-30 | Calculated | {Measure:Quantity}*{Package Size}*5.46 | 0 | Calculated | {Measure:Quantity}*{Rebate per Package} | 0 | 2018-07-01 | 2019-06-30 | Calculated | {Measure:Quantity}*{Package Size}*35 |  |  | {Measure:Quantity}*{Package Size}*1.07*0.041 |  |  | {Measure:Quantity}*{Package Size}*0.007 | {Measure:Quantity}*{Package Size}*0.006 | {Measure:Quantity}*{Package Size}*10*-0.002 | {Measure:Quantity}*{Package Size}*-0.026 | {Measure:Quantity}*{Package Size}*-0.002 | {Measure:Quantity}*{Package Size}*-0.001 | {Measure:Quantity}*{Package Size}*-0.007 |  | 2018-07-01 | 2019-06-30 | 25 | 0.138 | 0.179 | 0.408 | 0.29 | 0.175 | 0.128 | 0.99 | 1 | 1 | 0.1 | 0 | {Measure:Quantity} | 1 | {Package Size} | 1 | [16 empty] | 35 | 0 | 0 | 0.04387 | 0 | 0 | 0.007 | 0.006 | -0.02 | -0.026 | -0.002 | -0.001 | -0.007 | 0 | Res | Default DR | 35.9665 | 29.8618 | -0.2794 | -0.87147 | -0.39072 | -15.6521 | -2.9725 | 0 | 65.8283 | 20.1662 |  | 5.46 |  | 7.08 | 25.6262 | 90% | 2.7857 | 1 | 4.914 | 90% | Electric |  | X=AS277*AU277*5.46 | X=AS277*AU277*35 | 0 | 0 | X=AS277*AU277*1.07*0.041 | 0 | 0 | X=AS277*AU277*0.007 | X=AS277*AU277*0.006 | X=AS277*AU277*10*-0.002 | X=AS277*AU277*-0.026 | X=AS277*AU277*-0.002 | X=AS277*AU277*-0.001 | X=AS277*AU277*-0.007 | 0 | AG: {Factor:WinterCF}; AH: {Factor:SummerCF}; AS: {Measure:Quantity}; AU: {Package Size} | {Measure:Quantity} | {Package Size} | [8 empty] | {Measure:Quantity} | {Package Size} | [8 empty] | {Measure:Quantity} | {Package Size} | [8 empty] | {Measure:Quantity} | {Package Size} | [8 empty] | {Measure:Quantity} | {Package Size} | [8 empty] | {Measure:Quantity} | {Package Size} | [8 empty] | {Measure:Quantity} | {Package Size} | [8 empty] | {Measure:Quantity} | {Package Size} | [8 empty] | {Measure:Quantity} | {Package Size} | [8 empty] | {Measure:Quantity} | {Package Size} | [18 empty] | 2
Retail Lighting | LED Specialty Bulb Other (Globe & 3-Way) Short Life | LEDSPCOS | 2018-07-01 | 2019-06-30 | Calculated | {Measure:Quantity}*{Package Size}*5.46 | 0 | Calculated | {Measure:Quantity}*{Rebate per Package} | 0 | 2018-07-01 | 2019-06-30 | Calculated | {Measure:Quantity}*{Package Size}*35 |  |  | {Measure:Quantity}*{Package Size}*1.07*0.041 |  |  | {Measure:Quantity}*{Package Size}*0.007 | {Measure:Quantity}*{Package Size}*0.006 | {Measure:Quantity}*{Package Size}*10*-0.002 | {Measure:Quantity}*{Package Size}*-0.026 | {Measure:Quantity}*{Package Size}*-0.002 | {Measure:Quantity}*{Package Size}*-0.001 | {Measure:Quantity}*{Package Size}*-0.007 |  | 2018-07-01 | 2019-06-30 | 18 | 0.138 | 0.179 | 0.408 | 0.29 | 0.175 | 0.128 | 0.99 | 1 | 1 | 0.1 | 0 | {Measure:Quantity} | 1 | {Package Size} | 1 | [16 empty] | 35 | 0 | 0 | 0.04387 | 0 | 0 | 0.007 | 0.006 | -0.02 | -0.026 | -0.002 | -0.001 | -0.007 | 0 | Res | Default DR | 27.8336 | 22.2995 | -0.21562 | -0.65772 | -0.29489 | -11.8558 | -2.2434 | 0 | 50.1332 | 15.2675 |  | 5.46 |  | 5.93 | 20.7275 | 90% | 2.6354 | 1 | 4.914 | 90% | Electric |  | X=AS278*AU278*5.46 | X=AS278*AU278*35 | 0 | 0 | X=AS278*AU278*1.07*0.041 | 0 | 0 | X=AS278*AU278*0.007 | X=AS278*AU278*0.006 | X=AS278*AU278*10*-0.002 | X=AS278*AU278*-0.026 | X=AS278*AU278*-0.002 | X=AS278*AU278*-0.001 | X=AS278*AU278*-0.007 | 0 | AG: {Factor:WinterCF}; AH: {Factor:SummerCF}; AS: {Measure:Quantity}; AU: {Package Size} | {Measure:Quantity} | {Package Size} | [8 empty] | {Measure:Quantity} | {Package Size} | [8 empty] | {Measure:Quantity} | {Package Size} | [8 empty] | {Measure:Quantity} | {Package Size} | [8 empty] | {Measure:Quantity} | {Package Size} | [8 empty] | {Measure:Quantity} | {Package Size} | [8 empty] | {Measure:Quantity} | {Package Size} | [8 empty] | {Measure:Quantity} | {Package Size} | [8 empty] | {Measure:Quantity} | {Package Size} | [8 empty] | {Measure:Quantity} | {Package Size} | [18 empty] | 2
Retail Lighting | LED Specialty Bulb Reflector Long Life | LEDSPCRFL | 2018-07-01 | 2019-06-30 | Calculated | {Measure:Quantity}*{Package Size}*2.17 | 0 | Calculated | {Measure:Quantity}*{Rebate per Package} | 0 | 2018-07-01 | 2019-06-30 | Calculated | {Measure:Quantity}*{Package Size}*45 |  |  | {Measure:Quantity}*{Package Size}*1.07*0.052 |  |  | {Measure:Quantity}*{Package Size}*0.009 | {Measure:Quantity}*{Package Size}*0.008 | {Measure:Quantity}*{Package Size}*10*-0.002 | {Measure:Quantity}*{Package Size}*-0.033 | {Measure:Quantity}*{Package Size}*-0.003 | {Measure:Quantity}*{Package Size}*-0.001 | {Measure:Quantity}*{Package Size}*-0.009 |  | 2018-07-01 | 2019-06-30 | 11 | 0.138 | 0.179 | 0.408 | 0.29 | 0.175 | 0.128 | 0.99 | 1 | 1 | 0.22 | 0 | {Measure:Quantity} | 1 | {Package Size} | 1 | [16 empty] | 45 | 0 | 0 | 0.05564 | 0 | 0 | 0.009 | 0.008 | -0.02 | -0.033 | -0.003 | -0.001 | -0.009 | 0 | Res | Default DR | 24.0363 | 18.3546 | -0.13962 | -0.62026 | -0.18539 | -9.6125 | -1.8134 | 0 | 42.3909 | 12.3712 |  | 2.17 |  | 19.18 | 14.5412 | 78% | 4.0797 | 1 | 1.953 | 90% | Electric |  | X=AS279*AU279*2.17 | X=AS279*AU279*45 | 0 | 0 | X=AS279*AU279*1.07*0.052 | 0 | 0 | X=AS279*AU279*0.009 | X=AS279*AU279*0.008 | X=AS279*AU279*10*-0.002 | X=AS279*AU279*-0.033 | X=AS279*AU279*-0.003 | X=AS279*AU279*-0.001 | X=AS279*AU279*-0.009 | 0 | AG: {Factor:WinterCF}; AH: {Factor:SummerCF}; AS: {Measure:Quantity}; AU: {Package Size} | {Measure:Quantity} | {Package Size} | [8 empty] | {Measure:Quantity} | {Package Size} | [8 empty] | {Measure:Quantity} | {Package Size} | [8 empty] | {Measure:Quantity} | {Package Size} | [8 empty] | {Measure:Quantity} | {Package Size} | [8 empty] | {Measure:Quantity} | {Package Size} | [8 empty] | {Measure:Quantity} | {Package Size} | [8 empty] | {Measure:Quantity} | {Package Size} | [8 empty] | {Measure:Quantity} | {Package Size} | [8 empty] | {Measure:Quantity} | {Package Size} | [18 empty] | 2
Retail Lighting | LED Specialty Bulb Reflector Short Life | LEDSPCRFS | 2018-07-01 | 2019-06-30 | Calculated | {Measure:Quantity}*{Package Size}*2.17 | 0 | Calculated | {Measure:Quantity}*{Rebate per Package} | 0 | 2018-07-01 | 2019-06-30 | Calculated | {Measure:Quantity}*{Package Size}*45 |  |  | {Measure:Quantity}*{Package Size}*1.07*0.052 |  |  | {Measure:Quantity}*{Package Size}*0.009 | {Measure:Quantity}*{Package Size}*0.008 | {Measure:Quantity}*{Package Size}*10*-0.002 | {Measure:Quantity}*{Package Size}*-0.033 | {Measure:Quantity}*{Package Size}*-0.003 | {Measure:Quantity}*{Package Size}*-0.001 | {Measure:Quantity}*{Package Size}*-0.009 |  | 2018-07-01 | 2019-06-30 | 6 | 0.138 | 0.179 | 0.408 | 0.29 | 0.175 | 0.128 | 0.99 | 1 | 1 | 0.22 | 0 | {Measure:Quantity} | 1 | {Package Size} | 1 | [16 empty] | 45 | 0 | 0 | 0.05564 | 0 | 0 | 0.009 | 0.008 | -0.02 | -0.033 | -0.003 | -0.001 | -0.009 | 0 | Res | Default DR | 13.7946 | 10.2708 | -0.07828 | -0.3322 | -0.099294 | -5.2598 | -0.97123 | 0 | 24.0654 | 6.7408 |  | 2.17 |  | 16.08 | 8.9108 | 78% | 4.2429 | 1 | 1.953 | 90% | Electric |  | X=AS280*AU280*2.17 | X=AS280*AU280*45 | 0 | 0 | X=AS280*AU280*1.07*0.052 | 0 | 0 | X=AS280*AU280*0.009 | X=AS280*AU280*0.008 | X=AS280*AU280*10*-0.002 | X=AS280*AU280*-0.033 | X=AS280*AU280*-0.003 | X=AS280*AU280*-0.001 | X=AS280*AU280*-0.009 | 0 | AG: {Factor:WinterCF}; AH: {Factor:SummerCF}; AS: {Measure:Quantity}; AU: {Package Size} | {Measure:Quantity} | {Package Size} | [8 empty] | {Measure:Quantity} | {Package Size} | [8 empty] | {Measure:Quantity} | {Package Size} | [8 empty] | {Measure:Quantity} | {Package Size} | [8 empty] | {Measure:Quantity} | {Package Size} | [8 empty] | {Measure:Quantity} | {Package Size} | [8 empty] | {Measure:Quantity} | {Package Size} | [8 empty] | {Measure:Quantity} | {Package Size} | [8 empty] | {Measure:Quantity} | {Package Size} | [8 empty] | {Measure:Quantity} | {Package Size} | [18 empty] | 2
Retail Lighting | LED Standard Bulb Long Life | LEDSTDLL | 2018-07-01 | 2019-06-30 | Calculated | {Measure:Quantity}*{Package Size}*3.73 | 0 | Calculated | {Measure:Quantity}*{Rebate per Package} | 0 | 2018-07-01 | 2019-06-30 | Calculated | {Measure:Quantity}*{Package Size}*29 |  |  | {Measure:Quantity}*{Package Size}*1.07*0.033 |  |  | {Measure:Quantity}*{Package Size}*0.006 | {Measure:Quantity}*{Package Size}*0.005 | {Measure:Quantity}*{Package Size}*10*-0.001 | {Measure:Quantity}*{Package Size}*-0.021 | {Measure:Quantity}*{Package Size}*-0.002 | {Measure:Quantity}*{Package Size}*-0.001 | {Measure:Quantity}*{Package Size}*-0.006 |  | 2018-07-01 | 2019-06-30 | 9 | 0.138 | 0.179 | 0.408 | 0.29 | 0.175 | 0.128 | 0.99 | 1 | 1 | 0.16 | 0 | {Measure:Quantity} | 1 | {Package Size} | 1 | [16 empty] | 29 | 0 | 0 | 0.03531 | 0 | 0 | 0.006 | 0.005 | -0.01 | -0.021 | -0.002 | -0.001 | -0.006 | 0 | Res | Default DR | 12.8869 | 9.8588 | -0.05784 | -0.33909 | -0.15203 | -5.0481 | -0.99136 | 0 | 22.7457 | 6.5884 |  | 3.73 |  | 6.81 | 10.3184 | 84% | 2.6972 | 1 | 3.357 | 90% | Electric |  | X=AS281*AU281*3.73 | X=AS281*AU281*29 | 0 | 0 | X=AS281*AU281*1.07*0.033 | 0 | 0 | X=AS281*AU281*0.006 | X=AS281*AU281*0.005 | X=AS281*AU281*10*-0.001 | X=AS281*AU281*-0.021 | X=AS281*AU281*-0.002 | X=AS281*AU281*-0.001 | X=AS281*AU281*-0.006 | 0 | AG: {Factor:WinterCF}; AH: {Factor:SummerCF}; AS: {Measure:Quantity}; AU: {Package Size} | {Measure:Quantity} | {Package Size} | [8 empty] | {Measure:Quantity} | {Package Size} | [8 empty] | {Measure:Quantity} | {Package Size} | [8 empty] | {Measure:Quantity} | {Package Size} | [8 empty] | {Measure:Quantity} | {Package Size} | [8 empty] | {Measure:Quantity} | {Package Size} | [8 empty] | {Measure:Quantity} | {Package Size} | [8 empty] | {Measure:Quantity} | {Package Size} | [8 empty] | {Measure:Quantity} | {Package Size} | [8 empty] | {Measure:Quantity} | {Package Size} | [18 empty] | 2
Retail Lighting | LED Standard Bulb Promo | LEDSTDP | 2018-07-01 | 2019-06-30 | Calculated | {Measure:Quantity}*{Package Size}*1.7 | 0 | Calculated | {Measure:Quantity}*{Rebate per Package} | 0 | 2018-07-01 | 2019-06-30 | Calculated | {Measure:Quantity}*{Package Size}*29 |  |  | {Measure:Quantity}*{Package Size}*1.07*0.033 |  |  | {Measure:Quantity}*{Package Size}*0.006 | {Measure:Quantity}*{Package Size}*0.005 | {Measure:Quantity}*{Package Size}*10*-0.001 | {Measure:Quantity}*{Package Size}*-0.021 | {Measure:Quantity}*{Package Size}*-0.002 | {Measure:Quantity}*{Package Size}*-0.001 | {Measure:Quantity}*{Package Size}*-0.006 |  | 2018-07-01 | 2019-06-30 | 7 | 0.138 | 0.179 | 0.408 | 0.29 | 0.175 | 0.128 | 0.99 | 1 | 1 | 0.18 | 0 | {Measure:Quantity} | 1 | {Package Size} | 1 | [16 empty] | 29 | 0 | 0 | 0.03531 | 0 | 0 | 0.006 | 0.005 | -0.01 | -0.021 | -0.002 | -0.001 | -0.006 | 0 | Res | Default DR | 10.2448 | 7.7527 | -0.045496 | -0.26124 | -0.11713 | -3.9274 | -0.76378 | 0 | 17.9975 | 5.115 |  | 1.7 |  | 5.71 | 6.815 | 82% | 3.3153 | 1 | 1.53 | 90% | Electric |  | X=AS282*AU282*1.7 | X=AS282*AU282*29 | 0 | 0 | X=AS282*AU282*1.07*0.033 | 0 | 0 | X=AS282*AU282*0.006 | X=AS282*AU282*0.005 | X=AS282*AU282*10*-0.001 | X=AS282*AU282*-0.021 | X=AS282*AU282*-0.002 | X=AS282*AU282*-0.001 | X=AS282*AU282*-0.006 | 0 | AG: {Factor:WinterCF}; AH: {Factor:SummerCF}; AS: {Measure:Quantity}; AU: {Package Size} | {Measure:Quantity} | {Package Size} | [8 empty] | {Measure:Quantity} | {Package Size} | [8 empty] | {Measure:Quantity} | {Package Size} | [8 empty] | {Measure:Quantity} | {Package Size} | [8 empty] | {Measure:Quantity} | {Package Size} | [8 empty] | {Measure:Quantity} | {Package Size} | [8 empty] | {Measure:Quantity} | {Package Size} | [8 empty] | {Measure:Quantity} | {Package Size} | [8 empty] | {Measure:Quantity} | {Package Size} | [8 empty] | {Measure:Quantity} | {Package Size} | [18 empty] | 2
Retail Lighting | LED Standard Bulb Short Life | LEDSTDSL | 2018-07-01 | 2019-06-30 | Calculated | {Measure:Quantity}*{Package Size}*1.7 | 0 | Calculated | {Measure:Quantity}*{Rebate per Package} | 0 | 2018-07-01 | 2019-06-30 | Calculated | {Measure:Quantity}*{Package Size}*29 |  |  | {Measure:Quantity}*{Package Size}*1.07*0.033 |  |  | {Measure:Quantity}*{Package Size}*0.006 | {Measure:Quantity}*{Package Size}*0.005 | {Measure:Quantity}*{Package Size}*10*-0.001 | {Measure:Quantity}*{Package Size}*-0.021 | {Measure:Quantity}*{Package Size}*-0.002 | {Measure:Quantity}*{Package Size}*-0.001 | {Measure:Quantity}*{Package Size}*-0.006 |  | 2018-07-01 | 2019-06-30 | 7 | 0.138 | 0.179 | 0.408 | 0.29 | 0.175 | 0.128 | 0.99 | 1 | 1 | 0.18 | 0 | {Measure:Quantity} | 1 | {Package Size} | 1 | [16 empty] | 29 | 0 | 0 | 0.03531 | 0 | 0 | 0.006 | 0.005 | -0.01 | -0.021 | -0.002 | -0.001 | -0.006 | 0 | Res | Default DR | 10.2448 | 7.7527 | -0.045496 | -0.26124 | -0.11713 | -3.9274 | -0.76378 | 0 | 17.9975 | 5.115 |  | 1.7 |  | 5.71 | 6.815 | 82% | 3.3153 | 1 | 1.53 | 90% | Electric |  | X=AS283*AU283*1.7 | X=AS283*AU283*29 | 0 | 0 | X=AS283*AU283*1.07*0.033 | 0 | 0 | X=AS283*AU283*0.006 | X=AS283*AU283*0.005 | X=AS283*AU283*10*-0.001 | X=AS283*AU283*-0.021 | X=AS283*AU283*-0.002 | X=AS283*AU283*-0.001 | X=AS283*AU283*-0.006 | 0 | AG: {Factor:WinterCF}; AH: {Factor:SummerCF}; AS: {Measure:Quantity}; AU: {Package Size} | {Measure:Quantity} | {Package Size} | [8 empty] | {Measure:Quantity} | {Package Size} | [8 empty] | {Measure:Quantity} | {Package Size} | [8 empty] | {Measure:Quantity} | {Package Size} | [8 empty] | {Measure:Quantity} | {Package Size} | [8 empty] | {Measure:Quantity} | {Package Size} | [8 empty] | {Measure:Quantity} | {Package Size} | [8 empty] | {Measure:Quantity} | {Package Size} | [8 empty] | {Measure:Quantity} | {Package Size} | [8 empty] | {Measure:Quantity} | {Package Size} | [18 empty] | 2
Retail Lighting | [6 empty] | 0 |  |  | 0 | [89 empty] | 0 | 0 | 0 | 0 | 0 | 0 | 0 | 0 | 0 | 0 | 0 | 0 | 0 | 0 | 0 | AG: {Factor:WinterCF}; AH: {Factor:SummerCF} | [110 empty] | 0
Retail Other | Pellet Stove | CPS | 2018-07-01 | 2019-06-30 | Per Measure | $0.00 | 0 | Manual Entry | $0.00 | 0 | 2018-07-01 | 2019-06-30 | Per Measure | 0.0000 |  |  | 0.0000 |  |  | 0.0000 | 0.0000 | 0.0000 | 0.0000 | 0.0000 | 0.0000 | 2.5600 | 0.0000 | 2018-07-01 | 2019-06-30 | 25 | 0 | 0 | 0 | 0 | 0 | 0 | 1 | 1 | 1 | 0.25 | 0 | [20 empty] | 0 | 0 | 0 | 0 | 0 | 0 | 0 | 0 | 0 | 0 | 0 | 0 | 2.56 | 0 | Res | RGGI DR | 0 | 0 | 0 | 0 | 0 | 0 | 1098.0648 | 0 | 1098.0648 | 0 |  | 0 |  |  | 0 | 75% | 1.6471 | 1 | 500 |  | RGGI |  | X=$0.00 | X=0.0000 | 0 | 0 | X=0.0000 | 0 | 0 | X=0.0000 | X=0.0000 | X=0.0000 | X=0.0000 | X=0.0000 | X=0.0000 | X=2.5600 | X=0.0000 | AG: {Factor:WinterCF}; AH: {Factor:SummerCF} | [110 empty] | 0
Retail Other | Wood Stove | CWS | 2018-07-01 | 2019-06-30 | Per Measure | $0.00 | 0 | Manual Entry | $0.00 | 0 | 2018-07-01 | 2019-06-30 | Per Measure | 0.0000 |  |  | 0.0000 |  |  | 0.0000 | 0.0000 | 0.0000 | 0.0000 | 0.0000 | 0.0000 | 2.5600 | 0.0000 | 2018-07-01 | 2019-06-30 | 25 | 0 | 0 | 0 | 0 | 0 | 0 | 1 | 1 | 1 | 0.25 | 0 | [20 empty] | 0 | 0 | 0 | 0 | 0 | 0 | 0 | 0 | 0 | 0 | 0 | 0 | 2.56 | 0 | Res | RGGI DR | 0 | 0 | 0 | 0 | 0 | 0 | 1098.0648 | 0 | 1098.0648 | 0 |  | 0 |  |  | 0 | 75% | 1.6471 | 1 | 500 |  | RGGI |  | X=$0.00 | X=0.0000 | 0 | 0 | X=0.0000 | 0 | 0 | X=0.0000 | X=0.0000 | X=0.0000 | X=0.0000 | X=0.0000 | X=0.0000 | X=2.5600 | X=0.0000 | AG: {Factor:WinterCF}; AH: {Factor:SummerCF} | [110 empty] | 0
Retail Other | Low Flow Bathroom Aerator | LFBA | 2018-07-01 | 2019-06-30 | Calculated | {Retail Price}*{Measure:Quantity} | 0 | Manual Entry | $0.00 | 0 | 2017-07-01 | 2019-06-30 | Calculated | if({Measure:Quantity}=0,0,{Measure:Quantity}*(if({Water Heating Fuel}=0,0.21*29,if({Water Heating Fuel}=6,29,if({Water Heating Fuel}=7,8,0))))) |  |  | if({Measure:Quantity}=0,0,{Measure:Quantity}*(if({Water Heating Fuel}=0,0.21*0.002,if({Water Heating Fuel}=6,0.002,if({Water Heating Fuel}=7,0.001,0))))) |  |  | if({Measure:Quantity}=0,0,{Measure:Quantity}*(if({Water Heating Fuel}=0,0.21*0.002,if({Water Heating Fuel}=6,0.002,if({Water Heating Fuel}=7,0.001,0)))))*{Factor:WinterCF} | if({Measure:Quantity}=0,0,{Measure:Quantity}*(if({Water Heating Fuel}=0,0.21*0.002,if({Water Heating Fuel}=6,0.002,if({Water Heating Fuel}=7,0.001,0)))))*{Factor:SummerCF} | [5 empty] | if({Measure:Quantity}=0,0,{Measure:Quantity}*333) | 2016-12-01 | 2019-06-30 | 10 | 0.004 | 0.003 | 0.397 | 0.268 | 0.203 | 0.131 | 1 | 1 | 1 | 0.25 | 0 | {Retail Price} | 1 | {Measure:Quantity} | 1 | {Water Heating Fuel} | 0 | [14 empty] | 6.09 | 0 | 0 | 0.00042 | 0 | 0 | 1.68e-06 | 1.26e-06 | 0 | 0 | 0 | 0 | 0 | 333 | Res | Default DR | 2.9826 | 0.0029993 | 0 | 0 | 0 | 0 | 0 | 18.713 | 21.6986 | 0 |  | 1 |  |  | 1 | 75% | 16.2739 | 0 | 1 | 100% | Electric |  | X=AS287*AU287 | X=if(AU287=0,0,AU287*(if(AW287=0,0.21*29,if(AW287=6,29,if(AW287=7,8,0))))) | 0 | 0 | X=if(AU287=0,0,AU287*(if(AW287=0,0.21*0.002,if(AW287=6,0.002,if(AW287=7,0.001,0))))) | 0 | 0 | X=if(AU287=0,0,AU287*(if(AW287=0,0.21*0.002,if(AW287=6,0.002,if(AW287=7,0.001,0)))))*AG287 | X=if(AU287=0,0,AU287*(if(AW287=0,0.21*0.002,if(AW287=6,0.002,if(AW287=7,0.001,0)))))*AH287 | 0 | 0 | 0 | 0 | 0 | X=if(AU287=0,0,AU287*333) | AG: {Factor:WinterCF}; AH: {Factor:SummerCF}; AS: {Retail Price}; AU: {Measure:Quantity}; AW: {Water Heating Fuel} | {Retail Price} | {Measure:Quantity} | [8 empty] | {Measure:Quantity} | {Measure:Quantity} | {Water Heating Fuel} | {Water Heating Fuel} | {Water Heating Fuel} | [5 empty] | {Measure:Quantity} | {Measure:Quantity} | {Water Heating Fuel} | {Water Heating Fuel} | {Water Heating Fuel} | [5 empty] | {Measure:Quantity} | {Measure:Quantity} | {Water Heating Fuel} | {Water Heating Fuel} | {Water Heating Fuel} | {Factor:WinterCF} |  |  |  |  | {Measure:Quantity} | {Measure:Quantity} | {Water Heating Fuel} | {Water Heating Fuel} | {Water Heating Fuel} | {Factor:SummerCF} | [54 empty] | {Measure:Quantity} | {Measure:Quantity} | [8 empty] | 3
Retail Other | Low Flow Kitchen Aerator | LFKA | 2018-07-01 | 2019-06-30 | Calculated | {Retail Price}*{Measure:Quantity} | 0 | Manual Entry | $0.00 | 0 | 2017-07-01 | 2019-06-30 | Calculated | if({Measure:Quantity}=0,0,{Measure:Quantity}*(if({Water Heating Fuel}=0,0.21*283,if({Water Heating Fuel}=6,283,if({Water Heating Fuel}=7,79,0))))) |  |  | if({Measure:Quantity}=0,0,{Measure:Quantity}*(if({Water Heating Fuel}=0,0.21*0.023,if({Water Heating Fuel}=6,0.023,if({Water Heating Fuel}=7,0.007,0))))) |  |  | if({Measure:Quantity}=0,0,{Measure:Quantity}*(if({Water Heating Fuel}=0,0.21*0.023,if({Water Heating Fuel}=6,0.023,if({Water Heating Fuel}=7,0.007,0)))))*{Factor:WinterCF} | if({Measure:Quantity}=0,0,{Measure:Quantity}*(if({Water Heating Fuel}=0,0.21*0.023,if({Water Heating Fuel}=6,0.023,if({Water Heating Fuel}=7,0.007,0)))))*{Factor:SummerCF} | [5 empty] | if({Measure:Quantity}=0,0,{Measure:Quantity}*2696) | 2016-12-01 | 2019-06-30 | 10 | 0.012 | 0.008 | 0.397 | 0.268 | 0.203 | 0.131 | 1 | 1 | 1 | 0.25 | 0 | {Retail Price} | 2 | {Measure:Quantity} | 1 | {Water Heating Fuel} | 0 | [14 empty] | 59.43 | 0 | 0 | 0.00483 | 0 | 0 | 5.796e-05 | 3.864e-05 | 0 | 0 | 0 | 0 | 0 | 2696 | Res | Default DR | 29.106 | 0.10034 | 0 | 0 | 0 | 0 | 0 | 151.5022 | 180.7085 | 0 |  | 2 |  |  | 2 | 75% | 67.7657 | 0 | 2 | 100% | Electric |  | X=AS288*AU288 | X=if(AU288=0,0,AU288*(if(AW288=0,0.21*283,if(AW288=6,283,if(AW288=7,79,0))))) | 0 | 0 | X=if(AU288=0,0,AU288*(if(AW288=0,0.21*0.023,if(AW288=6,0.023,if(AW288=7,0.007,0))))) | 0 | 0 | X=if(AU288=0,0,AU288*(if(AW288=0,0.21*0.023,if(AW288=6,0.023,if(AW288=7,0.007,0)))))*AG288 | X=if(AU288=0,0,AU288*(if(AW288=0,0.21*0.023,if(AW288=6,0.023,if(AW288=7,0.007,0)))))*AH288 | 0 | 0 | 0 | 0 | 0 | X=if(AU288=0,0,AU288*2696) | AG: {Factor:WinterCF}; AH: {Factor:SummerCF}; AS: {Retail Price}; AU: {Measure:Quantity}; AW: {Water Heating Fuel} | {Retail Price} | {Measure:Quantity} | [8 empty] | {Measure:Quantity} | {Measure:Quantity} | {Water Heating Fuel} | {Water Heating Fuel} | {Water Heating Fuel} | [5 empty] | {Measure:Quantity} | {Measure:Quantity} | {Water Heating Fuel} | {Water Heating Fuel} | {Water Heating Fuel} | [5 empty] | {Measure:Quantity} | {Measure:Quantity} | {Water Heating Fuel} | {Water Heating Fuel} | {Water Heating Fuel} | {Factor:WinterCF} |  |  |  |  | {Measure:Quantity} | {Measure:Quantity} | {Water Heating Fuel} | {Water Heating Fuel} | {Water Heating Fuel} | {Factor:SummerCF} | [54 empty] | {Measure:Quantity} | {Measure:Quantity} | [8 empty] | 3
Retail Other | [6 empty] | 0 |  |  | 0 | [89 empty] | 0 | 0 | 0 | 0 | 0 | 0 | 0 | 0 | 0 | 0 | 0 | 0 | 0 | 0 | 0 | AG: {Factor:WinterCF}; AH: {Factor:SummerCF} | [110 empty] | 0
Retail Other - Electric | Thermostatic Low-Flow Shower Valve | TSV | 2018-07-01 | 2019-06-30 | Calculated | {Retail Price}*{Measure:Quantity} | 0 | Manual Entry | $0.00 | 0 | 2017-07-01 | 2019-06-30 | Calculated | if({Measure:Quantity}=0,0,{Measure:Quantity}*(if({Water Heating Fuel}=0,0.21*442,if({Water Heating Fuel}=6,442,if({Water Heating Fuel}=7,123,0))))) |  |  | if({Measure:Quantity}=0,0,{Measure:Quantity}*(if({Water Heating Fuel}=0,0.21*0.035,if({Water Heating Fuel}=6,0.035,if({Water Heating Fuel}=7,0.01,0))))) |  |  | if({Measure:Quantity}=0,0,{Measure:Quantity}*(if({Water Heating Fuel}=0,0.21*0.035,if({Water Heating Fuel}=6,0.035,if({Water Heating Fuel}=7,0.01,0)))))*{Factor:WinterCF} | if({Measure:Quantity}=0,0,{Measure:Quantity}*(if({Water Heating Fuel}=0,0.21*0.035,if({Water Heating Fuel}=6,0.035,if({Water Heating Fuel}=7,0.01,0)))))*{Factor:SummerCF} | [5 empty] | if({Measure:Quantity}=0,0,{Measure:Quantity}*3153) | 2016-12-01 | 2019-06-30 | 10 | 0.008 | 0.005 | 0.355 | 0.311 | 0.181 | 0.153 | 0.7 | 1 | 1 | 0.25 | 0 | {Retail Price} | 24 | {Measure:Quantity} | 1 | {Water Heating Fuel} | 6 | [14 empty] | 442 | 0 | 0 | 0.035 | 0 | 0 | 0.00028 | 0.000175 | 0 | 0 | 0 | 0 | 0 | 3153 | Res | Default DR | 150.6157 | 0.33401 | 0 | 0 | 0 | 0 | 0 | 177.1834 | 328.133 | 0 |  | 24 |  |  | 24 | 75% | 10.3621 | 1 | 23 |  | Electric |  | X=AS290*AU290 | X=if(AU290=0,0,AU290*(if(AW290=0,0.21*442,if(AW290=6,442,if(AW290=7,123,0))))) | 0 | 0 | X=if(AU290=0,0,AU290*(if(AW290=0,0.21*0.035,if(AW290=6,0.035,if(AW290=7,0.01,0))))) | 0 | 0 | X=if(AU290=0,0,AU290*(if(AW290=0,0.21*0.035,if(AW290=6,0.035,if(AW290=7,0.01,0)))))*AG290 | X=if(AU290=0,0,AU290*(if(AW290=0,0.21*0.035,if(AW290=6,0.035,if(AW290=7,0.01,0)))))*AH290 | 0 | 0 | 0 | 0 | 0 | X=if(AU290=0,0,AU290*3153) | AG: {Factor:WinterCF}; AH: {Factor:SummerCF}; AS: {Retail Price}; AU: {Measure:Quantity}; AW: {Water Heating Fuel} | {Retail Price} | {Measure:Quantity} | [8 empty] | {Measure:Quantity} | {Measure:Quantity} | {Water Heating Fuel} | {Water Heating Fuel} | {Water Heating Fuel} | [5 empty] | {Measure:Quantity} | {Measure:Quantity} | {Water Heating Fuel} | {Water Heating Fuel} | {Water Heating Fuel} | [5 empty] | {Measure:Quantity} | {Measure:Quantity} | {Water Heating Fuel} | {Water Heating Fuel} | {Water Heating Fuel} | {Factor:WinterCF} |  |  |  |  | {Measure:Quantity} | {Measure:Quantity} | {Water Heating Fuel} | {Water Heating Fuel} | {Water Heating Fuel} | {Factor:SummerCF} | [54 empty] | {Measure:Quantity} | {Measure:Quantity} | [8 empty] | 3
Retail Other - Natural Gas | Thermostatic Low-Flow Shower Valve | TSV | 2018-07-01 | 2019-06-30 | Calculated | {Retail Price}*{Measure:Quantity} | 0 | Manual Entry | $0.00 | 0 | 2017-07-01 | 2019-06-30 | Calculated | if({Measure:Quantity}=0,0,{Measure:Quantity}*(if({Water Heating Fuel}=0,0.21*442,if({Water Heating Fuel}=6,442,if({Water Heating Fuel}=7,123,0))))) |  |  | if({Measure:Quantity}=0,0,{Measure:Quantity}*(if({Water Heating Fuel}=0,0.21*0.035,if({Water Heating Fuel}=6,0.035,if({Water Heating Fuel}=7,0.01,0))))) |  |  | if({Measure:Quantity}=0,0,{Measure:Quantity}*(if({Water Heating Fuel}=0,0.21*0.035,if({Water Heating Fuel}=6,0.035,if({Water Heating Fuel}=7,0.01,0)))))*{Factor:WinterCF} | if({Measure:Quantity}=0,0,{Measure:Quantity}*(if({Water Heating Fuel}=0,0.21*0.035,if({Water Heating Fuel}=6,0.035,if({Water Heating Fuel}=7,0.01,0)))))*{Factor:SummerCF} | [5 empty] | if({Measure:Quantity}=0,0,{Measure:Quantity}*3153) | 2016-12-01 | 2019-06-30 | 10 | 0.008 | 0.005 | 0.355 | 0.311 | 0.181 | 0.153 | 0.7 | 1 | 1 | 0.25 | 0 | {Retail Price} | 24 | {Measure:Quantity} | 1 | {Water Heating Fuel} | 1 | [14 empty] | 0 | 0 | 0 | 0 | 0 | 0 | 0 | 0 | 21.9 | 0 | 0 | 0 | 0 | 3153 | Res | Default DR | 0 | 0 | 98.9003 | 0 | 0 | 0 | 0 | 177.1834 | 276.0837 | 0 |  | 24 |  |  | 24 | 75% | 8.7184 | 1 | 23 |  | NG |  | X=AS291*AU291 | X=if(AU291=0,0,AU291*(if(AW291=0,0.21*442,if(AW291=6,442,if(AW291=7,123,0))))) | 0 | 0 | X=if(AU291=0,0,AU291*(if(AW291=0,0.21*0.035,if(AW291=6,0.035,if(AW291=7,0.01,0))))) | 0 | 0 | X=if(AU291=0,0,AU291*(if(AW291=0,0.21*0.035,if(AW291=6,0.035,if(AW291=7,0.01,0)))))*AG291 | X=if(AU291=0,0,AU291*(if(AW291=0,0.21*0.035,if(AW291=6,0.035,if(AW291=7,0.01,0)))))*AH291 | 0 | 0 | 0 | 0 | 0 | X=if(AU291=0,0,AU291*3153) | AG: {Factor:WinterCF}; AH: {Factor:SummerCF}; AS: {Retail Price}; AU: {Measure:Quantity}; AW: {Water Heating Fuel} | {Retail Price} | {Measure:Quantity} | [8 empty] | {Measure:Quantity} | {Measure:Quantity} | {Water Heating Fuel} | {Water Heating Fuel} | {Water Heating Fuel} | [5 empty] | {Measure:Quantity} | {Measure:Quantity} | {Water Heating Fuel} | {Water Heating Fuel} | {Water Heating Fuel} | [5 empty] | {Measure:Quantity} | {Measure:Quantity} | {Water Heating Fuel} | {Water Heating Fuel} | {Water Heating Fuel} | {Factor:WinterCF} |  |  |  |  | {Measure:Quantity} | {Measure:Quantity} | {Water Heating Fuel} | {Water Heating Fuel} | {Water Heating Fuel} | {Factor:SummerCF} | [54 empty] | {Measure:Quantity} | {Measure:Quantity} | [8 empty] | 3
Retail Other - Other Fuels | Thermostatic Low-Flow Shower Valve | TSV | 2018-07-01 | 2019-06-30 | Calculated | {Retail Price}*{Measure:Quantity} | 0 | Manual Entry | $0.00 | 0 | 2017-07-01 | 2019-06-30 | Calculated | if({Measure:Quantity}=0,0,{Measure:Quantity}*(if({Water Heating Fuel}=0,0.21*442,if({Water Heating Fuel}=6,442,if({Water Heating Fuel}=7,123,0))))) |  |  | if({Measure:Quantity}=0,0,{Measure:Quantity}*(if({Water Heating Fuel}=0,0.21*0.035,if({Water Heating Fuel}=6,0.035,if({Water Heating Fuel}=7,0.01,0))))) |  |  | if({Measure:Quantity}=0,0,{Measure:Quantity}*(if({Water Heating Fuel}=0,0.21*0.035,if({Water Heating Fuel}=6,0.035,if({Water Heating Fuel}=7,0.01,0)))))*{Factor:WinterCF} | if({Measure:Quantity}=0,0,{Measure:Quantity}*(if({Water Heating Fuel}=0,0.21*0.035,if({Water Heating Fuel}=6,0.035,if({Water Heating Fuel}=7,0.01,0)))))*{Factor:SummerCF} | [5 empty] | if({Measure:Quantity}=0,0,{Measure:Quantity}*3153) | 2016-12-01 | 2019-06-30 | 10 | 0.008 | 0.005 | 0.355 | 0.311 | 0.181 | 0.153 | 0.7 | 1 | 1 | 0.25 | 0 | {Retail Price} | 24 | {Measure:Quantity} | 1 | {Water Heating Fuel} | 3 | [14 empty] | 0 | 0 | 0 | 0 | 0 | 0 | 0 | 0 | 0 | 0 | 2.5 | 0 | 0 | 3153 | Res | RGGI DR | 0 | 0 | 0 | 332.8917 | 0 | 0 | 0 | 177.1834 | 510.075 | 0 |  | 24 |  |  | 24 | 75% | 16.1076 | 1 | 23 |  | RGGI |  | X=AS292*AU292 | X=if(AU292=0,0,AU292*(if(AW292=0,0.21*442,if(AW292=6,442,if(AW292=7,123,0))))) | 0 | 0 | X=if(AU292=0,0,AU292*(if(AW292=0,0.21*0.035,if(AW292=6,0.035,if(AW292=7,0.01,0))))) | 0 | 0 | X=if(AU292=0,0,AU292*(if(AW292=0,0.21*0.035,if(AW292=6,0.035,if(AW292=7,0.01,0)))))*AG292 | X=if(AU292=0,0,AU292*(if(AW292=0,0.21*0.035,if(AW292=6,0.035,if(AW292=7,0.01,0)))))*AH292 | 0 | 0 | 0 | 0 | 0 | X=if(AU292=0,0,AU292*3153) | AG: {Factor:WinterCF}; AH: {Factor:SummerCF}; AS: {Retail Price}; AU: {Measure:Quantity}; AW: {Water Heating Fuel} | {Retail Price} | {Measure:Quantity} | [8 empty] | {Measure:Quantity} | {Measure:Quantity} | {Water Heating Fuel} | {Water Heating Fuel} | {Water Heating Fuel} | [5 empty] | {Measure:Quantity} | {Measure:Quantity} | {Water Heating Fuel} | {Water Heating Fuel} | {Water Heating Fuel} | [5 empty] | {Measure:Quantity} | {Measure:Quantity} | {Water Heating Fuel} | {Water Heating Fuel} | {Water Heating Fuel} | {Factor:WinterCF} |  |  |  |  | {Measure:Quantity} | {Measure:Quantity} | {Water Heating Fuel} | {Water Heating Fuel} | {Water Heating Fuel} | {Factor:SummerCF} | [54 empty] | {Measure:Quantity} | {Measure:Quantity} | [8 empty] | 3
Small Business Direct Install | [6 empty] | 0 |  |  | 0 | [89 empty] | 0 | 0 | 0 | 0 | 0 | 0 | 0 | 0 | 0 | 0 | 0 | 0 | 0 | 0 | 0 | AG: {Factor:WinterCF}; AH: {Factor:SummerCF} | [110 empty] | 0
Smart Thermostat - Electric | Smart Thermostat | STSTAT | 2018-07-01 | 2019-06-30 | Per Measure | $249.00 | 0 | Manual Entry | $0.00 | 0 | 2018-07-01 | 2019-06-30 | Calculated | if({Fuel Type}=6,2674,if({Fuel Type} = 0,100,2)) |  |  | 0 |  |  | 0 | 0 | if({Fuel Type}=1,9.12,if({Fuel Type}=0,1.59,0))*10 | if({Fuel Type}=2,9.12,if({Fuel Type} = 0,1.08,0)) | if({Fuel Type}=3,9.12,if({Fuel Type} = 0,5.96,0)) | if({Fuel Type}=4,9.12,if({Fuel Type} = 0,0.15,0)) |  |  | 2018-04-01 | 2019-06-30 | 10 | 1 | 1 | 0.385 | 0.541 | 0.033 | 0.04 | 1 | 1 | 1 | 0.25 | 0 | {Fuel Type} | 6 | [18 empty] | 2674 | 0 | 0 | 0 | 0 | 0 | 0 | 0 | 0 | 0 | 0 | 0 | 0 | 0 | Res | Default DR | 1382.4664 | 0 | 0 | 0 | 0 | 0 | 0 | 0 | 1382.4664 | 0 |  | 249 |  |  | 249 | 75% | 4.8966 | 1 | 100 |  | Electric |  | X=$249.00 | X=if(AS294=6,2674,if(AS294 = 0,100,2)) | 0 | 0 | X=0 | 0 | 0 | X=0 | X=0 | X=if(AS294=1,9.12,if(AS294=0,1.59,0))*10 | X=if(AS294=2,9.12,if(AS294 = 0,1.08,0)) | X=if(AS294=3,9.12,if(AS294 = 0,5.96,0)) | X=if(AS294=4,9.12,if(AS294 = 0,0.15,0)) | 0 | 0 | AG: {Factor:WinterCF}; AH: {Factor:SummerCF}; AS: {Fuel Type} | [10 empty] | {Fuel Type} | {Fuel Type} | [38 empty] | {Fuel Type} | {Fuel Type} | [8 empty] | {Fuel Type} | {Fuel Type} | [8 empty] | {Fuel Type} | {Fuel Type} | [8 empty] | {Fuel Type} | {Fuel Type} | [28 empty] | 1
Smart Thermostat - Electric | [6 empty] | 0 |  |  | 0 | [89 empty] | 0 | 0 | 0 | 0 | 0 | 0 | 0 | 0 | 0 | 0 | 0 | 0 | 0 | 0 | 0 | AG: {Factor:WinterCF}; AH: {Factor:SummerCF} | [110 empty] | 0
Smart Thermostat - Natural Gas | Smart Thermostat | STSTAT | 2018-07-01 | 2019-06-30 | Per Measure | $249.00 | 0 | Manual Entry | $0.00 | 0 | 2018-07-01 | 2019-06-30 | Calculated | if({Fuel Type}=6,2674,if({Fuel Type} = 0,100,2)) |  |  | 0 |  |  | 0 | 0 | if({Fuel Type}=1,9.12,if({Fuel Type}=0,1.59,0))*10 | if({Fuel Type}=2,9.12,if({Fuel Type} = 0,1.08,0)) | if({Fuel Type}=3,9.12,if({Fuel Type} = 0,5.96,0)) | if({Fuel Type}=4,9.12,if({Fuel Type} = 0,0.15,0)) |  |  | 2018-04-01 | 2019-06-30 | 10 | 1 | 1 |  |  |  |  | 1 | 1 | 1 | 0.25 | 0 | {Fuel Type} | 1 | [18 empty] | 2 | 0 | 0 | 0 | 0 | 0 | 0 | 0 | 91.2 | 0 | 0 | 0 | 0 | 0 | Res | Default DR | 0 | 0 | 588.3699 | 0 | 0 | 0 | 0 | 0 | 588.3699 | 0 |  | 249 |  |  | 249 | 75% | 2.084 | 1 | 100 |  | NG |  | X=$249.00 | X=if(AS296=6,2674,if(AS296 = 0,100,2)) | 0 | 0 | X=0 | 0 | 0 | X=0 | X=0 | X=if(AS296=1,9.12,if(AS296=0,1.59,0))*10 | X=if(AS296=2,9.12,if(AS296 = 0,1.08,0)) | X=if(AS296=3,9.12,if(AS296 = 0,5.96,0)) | X=if(AS296=4,9.12,if(AS296 = 0,0.15,0)) | 0 | 0 | AG: {Factor:WinterCF}; AH: {Factor:SummerCF}; AS: {Fuel Type} | [10 empty] | {Fuel Type} | {Fuel Type} | [38 empty] | {Fuel Type} | {Fuel Type} | [8 empty] | {Fuel Type} | {Fuel Type} | [8 empty] | {Fuel Type} | {Fuel Type} | [8 empty] | {Fuel Type} | {Fuel Type} | [28 empty] | 1
Smart Thermostat - Natural Gas | [6 empty] | 0 |  |  | 0 | [89 empty] | 0 | 0 | 0 | 0 | 0 | 0 | 0 | 0 | 0 | 0 | 0 | 0 | 0 | 0 | 0 | AG: {Factor:WinterCF}; AH: {Factor:SummerCF} | [110 empty] | 0
Smart Thermostat - Other Fuels | Smart Thermostat | STSTAT | 2018-07-01 | 2019-06-30 | Per Measure | $249.00 | 0 | Manual Entry | $0.00 | 0 | 2018-07-01 | 2019-06-30 | Calculated | if({Fuel Type}=6,2674,if({Fuel Type} = 0,100,2)) |  |  | 0 |  |  | 0 | 0 | if({Fuel Type}=1,9.12,if({Fuel Type}=0,1.59,0))*10 | if({Fuel Type}=2,9.12,if({Fuel Type} = 0,1.08,0)) | if({Fuel Type}=3,9.12,if({Fuel Type} = 0,5.96,0)) | if({Fuel Type}=4,9.12,if({Fuel Type} = 0,0.15,0)) |  |  | 2018-04-01 | 2019-06-30 | 10 | 1 | 1 |  |  |  |  | 1 | 1 | 1 | 0.25 | 0 | {Fuel Type} | 3 | [18 empty] | 2 | 0 | 0 | 0 | 0 | 0 | 0 | 0 | 0 | 0 | 9.12 | 0 | 0 | 0 | Res | Default DR | 0 | 0 | 0 | 1734.8411 | 0 | 0 | 0 | 0 | 1734.8411 | 0 |  | 249 |  |  | 249 | 75% | 6.1447 | 1 | 100 |  | RGGI |  | X=$249.00 | X=if(AS298=6,2674,if(AS298 = 0,100,2)) | 0 | 0 | X=0 | 0 | 0 | X=0 | X=0 | X=if(AS298=1,9.12,if(AS298=0,1.59,0))*10 | X=if(AS298=2,9.12,if(AS298 = 0,1.08,0)) | X=if(AS298=3,9.12,if(AS298 = 0,5.96,0)) | X=if(AS298=4,9.12,if(AS298 = 0,0.15,0)) | 0 | 0 | AG: {Factor:WinterCF}; AH: {Factor:SummerCF}; AS: {Fuel Type} | [10 empty] | {Fuel Type} | {Fuel Type} | [38 empty] | {Fuel Type} | {Fuel Type} | [8 empty] | {Fuel Type} | {Fuel Type} | [8 empty] | {Fuel Type} | {Fuel Type} | [8 empty] | {Fuel Type} | {Fuel Type} | [28 empty] | 1
Smart Thermostat - Other Fuels | [6 empty] | 0 |  |  | 0 | [89 empty] | 0 | 0 | 0 | 0 | 0 | 0 | 0 | 0 | 0 | 0 | 0 | 0 | 0 | 0 | 0 | AG: {Factor:WinterCF}; AH: {Factor:SummerCF} | [110 empty] | 0
Funding Options
Electric
FCM
NG
RGGI
Default View
Minimal View
Basic View
Show All
Hide Components
Show Components
Hide Param
Show Param
Hide Savings
ShowSavings
Note on AG3: Author: Demand reduction coincidence with winter peak hours
Note on AH3: Author: Demand reduction coincidence with summer peak hours
Note on AI3: Author: Energy Period Factors - See TRM for hours definition
Note on AJ3: Author: Energy Period Factors - See TRM for hours definition
Note on AK3: Author: Energy Period Factors - See TRM for hours definition
Note on AL3: Author: Energy Period Factors - See TRM for hours definition
Note on AM3: Author: In-service Rate
Note on AN3: Author: Realization Rate for Energy
Note on AO3: Author: Realization Rate for Demand
Note on AP3: Author: Free Ridership Rate
Note on AQ3: Author: Spillover Rate
Note on BT3: Author: Natural Gas savings measured in Therms. Note that all other fuel categories present savings in MMBtu.
Note on CJ3: Author: Note that negative benefits are handled as fuel costs.
Note on CK3: Author: Note that negative benefits are handled as fuel costs.
Note on CM3: Author: Measure cost is the incremental cost between the efficient measure and baseline. Note that in the case of retrofit measures this includes the full cost of installation as the baseline cost is $0.
Note on CS27: Author: shelf survey indicates market may be transformed already
Note on CM31: Author: Estimate
Note on CM32: Author: Estimate
Note on CM33: Author: FY18 Average cost
Note on CM34: Author: FY18 Average cost
Note on CM35: Author: FY18 Average cost
Note on CM36: Author: FY18 Average cost
Note on CM37: Author: FY18 Average cost
Note on CT57: Author: reduced to $725 from $750
Note on CM58: Author: Set to $1 to avoid dividing by zero
Note on CM61: Author: Set to $1 to avoid dividing by zero
Note on CT68: Author: Reduced incentive to improve cost effectiveness
Note on CM69: Author: Set to $1 to avoid dividing by zero
Note on AU77: Author: FY18 Program Average
Note on AW77: Author: FY18 Program Average
Note on AY77: Author: FY18 Program Average
Note on BA77: Author: FY18 Program Average
Note on AU78: Author: FY18 Program Average
Note on AW78: Author: FY18 Program Average
Note on AY78: Author: FY18 Program Average
Note on BA78: Author: FY18 Program Average
Note on AU79: Author: FY18 Program Average
Note on AW79: Author: FY18 Program Average
Note on AY79: Author: FY18 Program Average
Note on BA79: Author: FY18 Program Average
Note on AU82: Author: FY18 Program Average
Note on AW82: Author: FY18 Program Average
Note on AY82: Author: FY18 Program Average
Note on CS82: Author: Not cost effective without eligibility modifications
Note on AU83: Author: FY18 Program Average
Note on AW83: Author: FY18 Program Average
Note on AY83: Author: FY18 Program Average
Note on CT83: Author: Reduced incentive to improve cost effectiveness
Note on AS84: Author: FY18 Program Average
Note on AU84: Author: FY18 Program Average
Note on AW84: Author: FY18 Program Average
Note on AY84: Author: FY18 Program Average
Note on BA84: Author: FY18 Program Average
Note on AS85: Author: FY18 Program Average
Note on AU85: Author: FY18 Program Average
Note on AW85: Author: FY18 Program Average
Note on AY85: Author: FY18 Program Average
Note on BA85: Author: FY18 Program Average
Note on AS86: Author: FY18 Program Average
Note on AU86: Author: FY18 Program Average
Note on AW86: Author: FY18 Program Average
Note on AY86: Author: FY18 Program Average
Note on BA86: Author: FY18 Program Average
Note on AS87: Author: FY18 Program Average
Note on AU87: Author: FY18 Program Average
Note on AW87: Author: FY18 Program Average
Note on AY87: Author: FY18 Program Average
Note on BA87: Author: FY18 Program Average
Note on AS89: Author: FY18 Program Average
Note on AU95: Author: Program average
Note on AW95: Author: Program average
Note on AY95: Author: Program average
Note on BA95: Author: Program average
Note on CS99: Author: Not cost effective without eligibility modifications
Note on CT105: Author: Reduced incentive to improve cost effectiveness
Note on AW107: Author: Program average
Note on AU110: Author: Program average
Note on AW110: Author: Program average
Note on AY110: Author: Program average
Note on BA110: Author: Program average
Note on BC110: Author: Program average
Note on AU112: Author: Program average
Note on AW112: Author: Program average
Note on AY112: Author: Program average
Note on BA112: Author: Program average
Note on BC112: Author: Program average
Note on AU119: Author: Program average
Note on AW119: Author: Program average
Note on AU120: Author: Program average
Note on AW120: Author: Program average
Note on AU121: Author: Program average
Note on AW121: Author: Program average
Note on AU122: Author: Program average
Note on AW122: Author: Program average
Note on CS122: Author: Not cost effective without eligibility modifications
Note on AU126: Author: Program average
Note on AW134: Author: Program Average
Note on AY134: Author: Program Average
Note on BA134: Author: Program Average
Note on BC134: Author: Program Average
Note on BE134: Author: Program Average
Note on AW149: Author: Program Average
Note on AY149: Author: Program Average
Note on AW150: Author: Program Average
Note on AY150: Author: Program Average
Note on AW151: Author: Program Average
Note on AY151: Author: Program Average
Note on CS152: Author: Not cost effective without eligibility modifications
Note on AW153: Author: Program Average
Note on AY153: Author: Program Average
Note on AW154: Author: Program Average
Note on AY154: Author: Program Average
Note on BA154: Author: Program Average
Note on AU156: Author: Program Average
Note on AW159: Author: Program Average
Note on AU165: Author: Program Average
Note on AY165: Author: Program Average
Note on BA165: Author: Program Average
Note on BC165: Author: Program Average
Note on BE165: Author: Program Average
Note on AU166: Author: Program Average
Note on AY166: Author: Program Average
Note on BA166: Author: Program Average
Note on BC166: Author: Program Average
Note on BE166: Author: Program Average
Note on CU173: Author: FY18 program average
Note on CU199: Author: FY18 program average
Note on CS229: Author: Not cost effective without eligibility modifications
Note on CS233: Author: Not cost effective without eligibility modifications
Note on CS237: Author: Not cost effective without eligibility modifications
Note on CM253: Author: FY18 Average
Note on CM254: Author: Estimate
Note on CM255: Author: Estimate
Note on CM256: Author: FY18 Average
Note on CM257: Author: FY18 Average
Note on CM258: Author: FY18 Average
Note on CM259: Author: FY18 Average
Note on CM260: Author: FY18 Average
Note on AU262: Author: Program screening criteria
Note on AW262: Author: HESP average
Note on AY262: Author: HESP average
Note on AU263: Author: HESP average
Note on AW263: Author: HESP average
Note on CM265: Author: Estimate based on past program performance
Note on CM267: Author: Estimate
Note on CM268: Author: Estimate
Note on CM269: Author: FY18 Average
Note on CM270: Author: FY18 Average
Note on CM271: Author: FY18 Average
Note on CM272: Author: FY18 Average
Note on CM273: Author: FY18 Average
Note on CS287: Author: shelf survey indicates market may be transformed already
Note on CS288: Author: shelf survey indicates market may be transformed already

## LEI High Avoided Costs Res
EffectiveDate | Year | Electric+DripeSeasonalWinterOnPeak | Electric+DripeSeasonalWinterOffPeak | Electric+DripeSeasonalSummerOnPeak | Electric+DripeSeasonalSummerOffPeak | Capacity+T&D | NaturalGasResidential | HeatingOilResidential | KeroseneResidential | PropaneResidential | WoodSeasoned | WaterResidential | DefaultDiscountRate | DefaultGenerationMarkUp
2018-01-01 | 1 | 0.0427 | 0.038787 | 0.036128 | 0.030133 | 223.12 | 6.07 | 12.4 | 20.2983 | 18.383 | 18.7479 | 0.0057 | 2.8 | 8
2019-01-01 | 2 | 0.042069 | 0.03869 | 0.0376 | 0.03106 | 231.156 | 7.17 | 12.56 | 20.72 | 18.5744 | 19.1374 | 0.0058 | Default DR | 2.8
2020-01-01 | 3 | 0.043017 | 0.039202 | 0.039638 | 0.031245 | 211.4042 | 7.38 | 12.83 | 21.1209 | 18.703 | 19.5076 | 0.006 | RGGI DR | 2.8
2021-01-01 | 4 | 0.043711 | 0.040114 | 0.040986 | 0.03292 | 196.0102 | 7.58 | 13.22 | 21.5299 | 18.917 | 19.8853 | 0.0061 | Blended DR | 2.8
2022-01-01 | 5 | 0.04584 | 0.041698 | 0.042788 | 0.034068 | 198.1374 | 7.75 | 13.59 | 21.9553 | 19.0861 | 20.2783 | 0.0062
2023-01-01 | 6 | 0.046339 | 0.042415 | 0.04514 | 0.035548 | 209.9271 | 7.9 | 14.06 | 22.3421 | 19.2119 | 20.6356 | 0.0063
2024-01-01 | 7 | 0.046012 | 0.042415 | 0.043505 | 0.035875 | 230.0579 | 7.79 | 14.39 | 22.7288 | 19.3651 | 20.9927 | 0.0064
2025-01-01 | 8 | 0.047102 | 0.042742 | 0.04623 | 0.03642 | 253.4665 | 7.98 | 14.82 | 23.086 | 19.5491 | 21.3226 | 0.0065
2026-01-01 | 9 | 0.046775 | 0.042415 | 0.047756 | 0.036747 | 273.5648 | 7.94 | 15.23 | 23.3522 | 19.7017 | 21.5685 | 0.0067
2027-01-01 | 10 | 0.046884 | 0.042742 | 0.045031 | 0.037074 | 275.0169 | 7.87 | 15.73 | 23.73 | 19.8547 | 21.9175 | 0.0068
2028-01-01 | 11 | 0.046012 | 0.042415 | 0.046012 | 0.037183 | 278.4508 | 7.82 | 16.2 | 23.9678 | 19.9784 | 22.1371 | 0.0069
2029-01-01 | 12 | 0.047211 | 0.043941 | 0.046775 | 0.038055 | 280.963 | 7.97 | 16.66 | 24.2727 | 20.1155 | 22.4187 | 0.007
2030-01-01 | 13 | 0.046993 | 0.041761 | 0.052443 | 0.03751 | 283.5003 | 7.98 | 16.68 | 24.5131 | 20.2493 | 22.6407 | 0.0072
2031-01-01 | 14 | 0.048628 | 0.043396 | 0.054841 | 0.039145 | 286.1959 | 7.99 | 16.7 | 24.8332 | 20.3875 | 22.9364 | 0.0073
2032-01-01 | 15 | 0.049391 | 0.044159 | 0.056258 | 0.040017 | 288.8213 | 7.99 | 16.72 | 25.1576 | 20.5268 | 23.236 | 0.0075
2033-01-01 | 16 | 0.050154 | 0.044922 | 0.057675 | 0.040998 | 291.6048 | 8 | 16.74 | 25.4862 | 20.6669 | 23.5395 | 0.0076
2034-01-01 | 17 | 0.050917 | 0.045794 | 0.059092 | 0.04187 | 294.3181 | 8.01 | 16.76 | 25.819 | 20.8081 | 23.8469 | 0.0077
2035-01-01 | 18 | 0.05168 | 0.046557 | 0.060618 | 0.042742 | 297.177 | 8 | 16.78 | 26.1563 | 20.9502 | 24.1584 | 0.0079
2036-01-01 | 19 | 0.052552 | 0.047429 | 0.062144 | 0.043723 | 299.9721 | 8.01 | 16.8 | 26.4979 | 21.0932 | 24.4739 | 0.008
2037-01-01 | 20 | 0.053315 | 0.048301 | 0.06367 | 0.044704 | 302.92 | 8.02 | 16.81 | 26.844 | 21.2373 | 24.7936 | 0.0082
2038-01-01 | 21 | 0.054187 | 0.049173 | 0.065305 | 0.045685 | 305.8055 | 8.02 | 16.83 | 27.1946 | 21.3823 | 25.1174 | 0.0083
2039-01-01 | 22 | 0.05495 | 0.050045 | 0.06694 | 0.046666 | 308.8453 | 8.02 | 16.85 | 27.5498 | 21.5283 | 25.4455 | 0.0085
2040-01-01 | 23 | 0.055931 | 0.050917 | 0.068684 | 0.047756 | 311.8243 | 8.03 | 16.87 | 27.9096 | 21.6753 | 25.7778 | 0.0086
2041-01-01 | 24 | 0.056694 | 0.051789 | 0.070428 | 0.048846 | 314.9592 | 8.03 | 16.89 | 28.2741 | 21.8233 | 26.1145 | 0.0088
2042-01-01 | 25 | 0.057566 | 0.05277 | 0.072172 | 0.049936 | 318.0348 | 8.03 | 16.91 | 28.6434 | 21.9724 | 26.4556 | 0.009
2043-01-01 | 26 | 0.058438 | 0.053642 | 0.074025 | 0.051026 | 321.268 | 8.03 | 16.93 | 29.0175 | 22.1224 | 26.8011 | 0.0091
2044-01-01 | 27 | 0.059419 | 0.054623 | 0.075878 | 0.052225 | 324.4435 | 8.03 | 16.95 | 29.3965 | 22.2735 | 27.1512 | 0.0093
2045-01-01 | 28 | 0.060291 | 0.055604 | 0.07784 | 0.053315 | 327.7782 | 12.9163 | 16.97 | 29.7805 | 22.4256 | 27.5058 | 0.0095
2046-01-01

## LEI High Avoided Costs Com
EffectiveDate | Year | Electric+DripeSeasonalWinterOnPeak | Electric+DripeSeasonalWinterOffPeak | Electric+DripeSeasonalSummerOnPeak | Electric+DripeSeasonalSummerOffPeak | Capacity+T&D | NaturalGasCommercial | HeatingOilCommercial | KeroseneCommercial | PropaneCommercial | WoodGreenwood | WaterCommercial | DefaultDiscountRate | DefaultGenerationMarkUp
2018-01-01 | 1 | 0.0427 | 0.038787 | 0.036128 | 0.030133 | 223.12 | 5.31 | 11.41 | 17.0947 | 15.353 | 18.7479 | 0.0057 | 2.8 | 8
2019-01-01 | 2 | 0.042069 | 0.03869 | 0.0376 | 0.03106 | 231.156 | 6.12 | 11.55 | 17.5229 | 15.5444 | 19.1374 | 0.0058 | Default DR | 2.8
2020-01-01 | 3 | 0.043017 | 0.039202 | 0.039638 | 0.031245 | 211.4042 | 6.27 | 11.81 | 17.8761 | 15.673 | 19.5076 | 0.006 | RGGI DR | 2.8
2021-01-01 | 4 | 0.043711 | 0.040114 | 0.040986 | 0.03292 | 196.0102 | 6.49 | 12.16 | 18.2726 | 15.887 | 19.8853 | 0.0061 | Blended DR | 2.8
2022-01-01 | 5 | 0.04584 | 0.041698 | 0.042788 | 0.034068 | 198.1374 | 6.64 | 12.5 | 18.6952 | 16.0561 | 20.2783 | 0.0062
2023-01-01 | 6 | 0.046339 | 0.042415 | 0.04514 | 0.035548 | 209.9271 | 6.79 | 12.94 | 19.0033 | 16.1819 | 20.6356 | 0.0063
2024-01-01 | 7 | 0.046012 | 0.042415 | 0.043505 | 0.035875 | 230.0579 | 6.69 | 13.24 | 19.2895 | 16.3351 | 20.9927 | 0.0064
2025-01-01 | 8 | 0.047102 | 0.042742 | 0.04623 | 0.03642 | 253.4665 | 6.88 | 13.63 | 19.6276 | 16.5191 | 21.3226 | 0.0065
2026-01-01 | 9 | 0.046775 | 0.042415 | 0.047756 | 0.036747 | 273.5648 | 6.82 | 14.01 | 19.8857 | 16.6717 | 21.5685 | 0.0067
2027-01-01 | 10 | 0.046884 | 0.042742 | 0.045031 | 0.037074 | 275.0169 | 6.76 | 14.47 | 20.2233 | 16.8247 | 21.9175 | 0.0068
2028-01-01 | 11 | 0.046012 | 0.042415 | 0.046012 | 0.037183 | 278.4508 | 6.74 | 14.91 | 20.4223 | 16.9484 | 22.1371 | 0.0069
2029-01-01 | 12 | 0.047211 | 0.043941 | 0.046775 | 0.038055 | 280.963 | 6.89 | 15.32 | 20.688 | 17.0855 | 22.4187 | 0.007
2030-01-01 | 13 | 0.046993 | 0.041761 | 0.052443 | 0.03751 | 283.5003 | 6.89 | 15.34 | 20.9251 | 17.2193 | 22.6407 | 0.0072
2031-01-01 | 14 | 0.048628 | 0.043396 | 0.054841 | 0.039145 | 286.1959 | 6.9 | 15.36 | 21.2106 | 17.3575 | 22.9364 | 0.0073
2032-01-01 | 15 | 0.049391 | 0.044159 | 0.056258 | 0.040017 | 288.8213 | 6.9 | 15.38 | 21.5001 | 17.4968 | 23.236 | 0.0075
2033-01-01 | 16 | 0.050154 | 0.044922 | 0.057675 | 0.040998 | 291.6048 | 6.91 | 15.4 | 21.7935 | 17.6369 | 23.5395 | 0.0076
2034-01-01 | 17 | 0.050917 | 0.045794 | 0.059092 | 0.04187 | 294.3181 | 6.91 | 15.42 | 22.0909 | 17.7781 | 23.8469 | 0.0077
2035-01-01 | 18 | 0.05168 | 0.046557 | 0.060618 | 0.042742 | 297.177 | 6.92 | 15.43 | 22.3924 | 17.9202 | 24.1584 | 0.0079
2036-01-01 | 19 | 0.052552 | 0.047429 | 0.062144 | 0.043723 | 299.9721 | 6.93 | 15.45 | 22.698 | 18.0632 | 24.4739 | 0.008
2037-01-01 | 20 | 0.053315 | 0.048301 | 0.06367 | 0.044704 | 302.92 | 6.92 | 15.47 | 23.0078 | 18.2073 | 24.7936 | 0.0082
2038-01-01 | 21 | 0.054187 | 0.049173 | 0.065305 | 0.045685 | 305.8055 | 6.93 | 15.49 | 23.3217 | 18.3523 | 25.1174 | 0.0083
2039-01-01 | 22 | 0.05495 | 0.050045 | 0.06694 | 0.046666 | 308.8453 | 6.94 | 15.51 | 23.64 | 18.4983 | 25.4455 | 0.0085
2040-01-01 | 23 | 0.055931 | 0.050917 | 0.068684 | 0.047756 | 311.8243 | 6.95 | 15.52 | 23.9626 | 18.6453 | 25.7778 | 0.0086
2041-01-01 | 24 | 0.056694 | 0.051789 | 0.070428 | 0.048846 | 314.9592 | 6.94 | 15.54 | 24.2896 | 18.7933 | 26.1145 | 0.0088
2042-01-01 | 25 | 0.057566 | 0.05277 | 0.072172 | 0.049936 | 318.0348 | 6.95 | 15.56 | 24.6211 | 18.9424 | 26.4556 | 0.009
2043-01-01 | 26 | 0.058438 | 0.053642 | 0.074025 | 0.051026 | 321.268 | 6.95 | 15.58 | 24.9571 | 19.0924 | 26.8011 | 0.0091
2044-01-01 | 27 | 0.059419 | 0.054623 | 0.075878 | 0.052225 | 324.4435 | 6.95 | 15.6 | 25.2977 | 19.2435 | 27.1512 | 0.0093
2045-01-01 | 28 | 0.060291 | 0.055604 | 0.07784 | 0.053315 | 327.7782 | 11.6204 | 15.62 | 25.643 | 19.3956 | 27.5058 | 0.0095
2046-01-01

## AESC 2016 Avoided Costs Com
EffectiveDate | Year | Electric+DripeSeasonalWinterOnPeak | Electric+DripeSeasonalWinterOffPeak | Electric+DripeSeasonalSummerOnPeak | Electric+DripeSeasonalSummerOffPeak | Capacity+T&D | NaturalGasCommercial | HeatingOilCommercial | KeroseneCommercial | PropaneCommercial | WoodGreenwood | WaterCommercial | DefaultDiscountRate | DefaultGenerationMarkUp
2018-01-01 | 1 | 0.0496 | 0.0422 | 0.0321 | 0.0246 | 232.7 | 5.18 | 12.14 | 12.01 | 9.89 | 18.31 | 0.0054 | 2.8 | 8
2019-01-01 | 2 | 0.0518 | 0.0453 | 0.0379 | 0.0303 | 183.51 | 6.64 | 13.84 | 13.71 | 11.5 | 19.89 | 0.0054 | Default DR | 2.8
2020-01-01 | 3 | 0.0566 | 0.0483 | 0.0468 | 0.0346 | 209.18 | 7.07 | 15.5 | 15.34 | 13.02 | 21.74 | 0.0055 | RGGI DR | 2.8
2021-01-01 | 4 | 0.0614 | 0.053 | 0.0497 | 0.038 | 223.13 | 7.62 | 17.13 | 16.97 | 14.54 | 23.58 | 0.0056 | Blended DR | 2.8
2022-01-01 | 5 | 0.0624 | 0.0537 | 0.0513 | 0.0394 | 223.8 | 7.56 | 18.76 | 18.61 | 15.97 | 23.99 | 0.0057
2023-01-01 | 6 | 0.0664 | 0.0572 | 0.0554 | 0.0436 | 222.08 | 7.9 | 20.28 | 20.09 | 17.28 | 25.53 | 0.0058
2024-01-01 | 7 | 0.0693 | 0.0597 | 0.0581 | 0.0472 | 228.244 | 8.22 | 20.56 | 20.35 | 17.4 | 26.64 | 0.006
2025-01-01 | 8 | 0.0716 | 0.0622 | 0.0628 | 0.0494 | 240.846 | 8.34 | 21.04 | 20.83 | 17.71 | 27.52 | 0.0061
2026-01-01 | 9 | 0.0715 | 0.062 | 0.0644 | 0.0502 | 253.673 | 8.17 | 21.63 | 21.42 | 18.2 | 27.49 | 0.0062
2027-01-01 | 10 | 0.0726 | 0.0629 | 0.065 | 0.051 | 266.151 | 8.1 | 22.13 | 21.92 | 18.49 | 27.9 | 0.0063
2028-01-01 | 11 | 0.074 | 0.0642 | 0.0692 | 0.0533 | 278.954 | 8.14 | 22.46 | 22.24 | 18.73 | 28.45 | 0.0064
2029-01-01 | 12 | 0.0757 | 0.066 | 0.0721 | 0.0551 | 292.494 | 8.19 | 22.93 | 22.7 | 19.04 | 29.09 | 0.0065
2030-01-01 | 13 | 0.0774 | 0.0684 | 0.0741 | 0.0566 | 310.073 | 8.2 | 23.27 | 23.04 | 19.27 | 29.74 | 0.0067
2031-01-01 | 14 | 0.0778 | 0.0695 | 0.0801 | 0.0582 | 319.289 | 8.15 | 24.04 | 23.81 | 20.01 | 29.9 | 0.0068
2032-01-01 | 15 | 0.0791 | 0.0711 | 0.0836 | 0.06 | 321.643 | 8.21 | 24.64 | 24.4 | 20.46 | 30.41 | 0.0069
2033-01-01 | 16 | 0.0805 | 0.0727 | 0.0873 | 0.0618 | 324.047 | 8.27 | 25.26 | 25.01 | 20.92 | 30.93 | 0.007
2034-01-01 | 17 | 0.0818 | 0.0744 | 0.0912 | 0.0636 | 326.476 | 8.33 | 25.9 | 25.64 | 21.38 | 31.45 | 0.0072
2035-01-01 | 18 | 0.0832 | 0.0761 | 0.0953 | 0.0656 | 328.956 | 8.4 | 26.55 | 26.28 | 21.86 | 31.98 | 0.0073
2036-01-01 | 19 | 0.0846 | 0.0778 | 0.0995 | 0.0675 | 331.473 | 8.46 | 27.21 | 26.93 | 22.35 | 32.53 | 0.0075
2037-01-01 | 20 | 0.0861 | 0.0796 | 0.104 | 0.0696 | 334.041 | 8.52 | 27.9 | 27.61 | 22.84 | 33.08 | 0.0076
2038-01-01 | 21 | 0.0875 | 0.0815 | 0.1086 | 0.0717 | 336.646 | 8.59 | 28.6 | 28.29 | 23.34 | 33.64 | 0.0077
2039-01-01 | 22 | 0.089 | 0.0833 | 0.1134 | 0.0738 | 339.289 | 8.65 | 29.31 | 29 | 23.86 | 34.21 | 0.0079
2040-01-01 | 23 | 0.0905 | 0.0853 | 0.1185 | 0.0761 | 341.976 | 8.72 | 30.05 | 29.72 | 24.38 | 34.79 | 0.008
2041-01-01 | 24 | 0.0921 | 0.0872 | 0.1237 | 0.0784 | 344.708 | 8.78 | 30.8 | 30.47 | 24.92 | 35.38 | 0.0082
2042-01-01 | 25 | 0.0936 | 0.0892 | 0.1292 | 0.0807 | 347.485 | 8.85 | 31.58 | 31.23 | 25.46 | 35.98 | 0.0083
2043-01-01 | 26 | 0.0952 | 0.0913 | 0.135 | 0.0832 | 350.309 | 8.91 | 32.37 | 32.01 | 26.01 | 36.59 | 0.0085
2044-01-01 | 27 | 0.0968 | 0.0934 | 0.141 | 0.0857 | 353.18 | 8.98 | 33.18 | 32.8 | 26.58 | 37.21 | 0.0086
2045-01-01 | 28 | 0.0985 | 0.0955 | 0.1473 | 0.0883 | 356.099 | 9.05 | 34.01 | 33.62 | 27.16 | 37.85 | 0.0088
2046-01-01 | 29 | 0.1002 | 0.0977 | 0.1538 | 0.091 | 359.067 | 9.12 | 34.87 | 34.46 | 27.75 | 38.49 | 0.009

## AESC 2016 Avoided Costs Res
EffectiveDate | Year | Electric+DripeSeasonalWinterOnPeak | Electric+DripeSeasonalWinterOffPeak | Electric+DripeSeasonalSummerOnPeak | Electric+DripeSeasonalSummerOffPeak | Capacity+T&D | NaturalGasResidential | HeatingOilResidential | KeroseneResidential | PropaneResidential | Wood | WaterResidential | DefaultDiscountRate | DefaultGenerationMarkUp
2018-01-01 | 1 | 0.0496 | 0.0422 | 0.0321 | 0.0246 | 232.7 | 6.02 | 13.07 | 14.26 | 12.92 | 18.31 | 0.0054 | 2.8 | 8
2019-01-01 | 2 | 0.0518 | 0.0453 | 0.0379 | 0.0303 | 183.51 | 7.88 | 14.86 | 16.21 | 14.53 | 19.89 | 0.0054 | Default DR | 2.8
2020-01-01 | 3 | 0.0566 | 0.0483 | 0.0468 | 0.0346 | 209.18 | 8.31 | 16.62 | 18.13 | 16.05 | 21.74 | 0.0055 | RGGI DR | 2.8
2021-01-01 | 4 | 0.0614 | 0.053 | 0.0497 | 0.038 | 223.13 | 8.86 | 18.33 | 20 | 17.57 | 23.58 | 0.0056 | Blended DR | 2.8
2022-01-01 | 5 | 0.0624 | 0.0537 | 0.0513 | 0.0394 | 223.8 | 8.81 | 20.03 | 21.85 | 19 | 23.99 | 0.0057
2023-01-01 | 6 | 0.0664 | 0.0572 | 0.0554 | 0.0436 | 222.08 | 9.17 | 21.66 | 23.62 | 20.31 | 25.53 | 0.0058
2024-01-01 | 7 | 0.0693 | 0.0597 | 0.0581 | 0.0472 | 228.244 | 9.49 | 21.98 | 23.98 | 20.43 | 26.64 | 0.006
2025-01-01 | 8 | 0.0716 | 0.0622 | 0.0628 | 0.0494 | 240.846 | 9.61 | 22.46 | 24.5 | 20.74 | 27.52 | 0.0061
2026-01-01 | 9 | 0.0715 | 0.062 | 0.0644 | 0.0502 | 253.673 | 9.45 | 23.06 | 25.16 | 21.23 | 27.49 | 0.0062
2027-01-01 | 10 | 0.0726 | 0.0629 | 0.065 | 0.051 | 266.151 | 9.38 | 23.57 | 25.72 | 21.52 | 27.9 | 0.0063
2028-01-01 | 11 | 0.074 | 0.0642 | 0.0692 | 0.0533 | 278.954 | 9.42 | 23.93 | 26.1 | 21.76 | 28.45 | 0.0064
2029-01-01 | 12 | 0.0757 | 0.066 | 0.0721 | 0.0551 | 292.494 | 9.48 | 24.41 | 26.63 | 22.07 | 29.09 | 0.0065
2030-01-01 | 13 | 0.0774 | 0.0684 | 0.0741 | 0.0566 | 310.073 | 9.48 | 24.75 | 27 | 22.3 | 29.74 | 0.0067
2031-01-01 | 14 | 0.0778 | 0.0695 | 0.0801 | 0.0582 | 319.289 | 9.43 | 25.57 | 27.89 | 23.04 | 29.9 | 0.0068
2032-01-01 | 15 | 0.0791 | 0.0711 | 0.0836 | 0.06 | 321.643 | 9.5 | 26.2 | 28.58 | 23.49 | 30.41 | 0.0069
2033-01-01 | 16 | 0.0805 | 0.0727 | 0.0873 | 0.0618 | 324.047 | 9.56 | 26.85 | 29.29 | 23.95 | 30.93 | 0.007
2034-01-01 | 17 | 0.0818 | 0.0744 | 0.0912 | 0.0636 | 326.476 | 9.63 | 27.51 | 30.01 | 24.41 | 31.45 | 0.0072
2035-01-01 | 18 | 0.0832 | 0.0761 | 0.0953 | 0.0656 | 328.956 | 9.69 | 28.19 | 30.75 | 24.89 | 31.98 | 0.0073
2036-01-01 | 19 | 0.0846 | 0.0778 | 0.0995 | 0.0675 | 331.473 | 9.76 | 28.89 | 31.51 | 25.38 | 32.53 | 0.0075
2037-01-01 | 20 | 0.0861 | 0.0796 | 0.104 | 0.0696 | 334.041 | 9.82 | 29.6 | 32.29 | 25.87 | 33.08 | 0.0076
2038-01-01 | 21 | 0.0875 | 0.0815 | 0.1086 | 0.0717 | 336.646 | 9.89 | 30.33 | 33.09 | 26.37 | 33.64 | 0.0077
2039-01-01 | 22 | 0.089 | 0.0833 | 0.1134 | 0.0738 | 339.289 | 9.96 | 31.08 | 33.91 | 26.89 | 34.21 | 0.0079
2040-01-01 | 23 | 0.0905 | 0.0853 | 0.1185 | 0.0761 | 341.976 | 10.03 | 31.85 | 34.74 | 27.41 | 34.79 | 0.008
2041-01-01 | 24 | 0.0921 | 0.0872 | 0.1237 | 0.0784 | 344.708 | 10.1 | 32.64 | 35.6 | 27.95 | 35.38 | 0.0082
2042-01-01 | 25 | 0.0936 | 0.0892 | 0.1292 | 0.0807 | 347.485 | 10.16 | 33.44 | 36.48 | 28.49 | 35.98 | 0.0083
2043-01-01 | 26 | 0.0952 | 0.0913 | 0.135 | 0.0832 | 350.309 | 10.23 | 34.27 | 37.38 | 29.04 | 36.59 | 0.0085
2044-01-01 | 27 | 0.0968 | 0.0934 | 0.141 | 0.0857 | 353.18 | 10.3 | 35.11 | 38.3 | 29.61 | 37.21 | 0.0086
2045-01-01 | 28 | 0.0985 | 0.0955 | 0.1473 | 0.0883 | 356.099 | 10.37 | 35.98 | 39.25 | 30.19 | 37.85 | 0.0088
2046-01-01 | 29 | 0.1002 | 0.0977 | 0.1538 | 0.091 | 359.067 | 10.44 | 36.87 | 40.22 | 30.78 | 38.49 | 0.009

## AESC 2018 Avoided Costs Res
EffectiveDate | Year | Electric+DripeSeasonalWinterOnPeak | Electric+DripeSeasonalWinterOffPeak | Electric+DripeSeasonalSummerOnPeak | Electric+DripeSeasonalSummerOffPeak | Capacity+T&D | NaturalGasResidential | HeatingOilResidential | KeroseneResidential | PropaneResidential | WoodSeasoned | WaterResidential | DefaultDiscountRate | DefaultGenerationMarkUp
2018-01-01 | 1 | 0.050399 | 0.04521 | 0.03354 | 0.026937 | 223.3975 | 6.1487 | 17.3024 | 15.515 | 26.9815 | 16.8619 | 0.0057 | 2.8 | 8
2019-01-01 | 2 | 0.053101 | 0.048226 | 0.034565 | 0.030155 | 223.49 | 5.8489 | 16.2592 | 14.5796 | 24.1213 | 15.8453 | 0.0058 | Default DR | 2.8
2020-01-01 | 3 | 0.057123 | 0.052668 | 0.041003 | 0.03523 | 199.394 | 6.5939 | 17.7111 | 15.8815 | 25.6207 | 17.2602 | 0.006 | RGGI DR | 2.8
2021-01-01 | 4 | 0.059585 | 0.054816 | 0.048811 | 0.040637 | 187.576 | 7.5329 | 19.3749 | 17.3734 | 27.5719 | 18.8816 | 0.0061 | Blended DR | 2.8
2022-01-01 | 5 | 0.058171 | 0.052239 | 0.048031 | 0.038489 | 187.353 | 7.4614 | 20.9467 | 18.7828 | 30.0825 | 20.4134 | 0.0062
2023-01-01 | 6 | 0.0594 | 0.051678 | 0.044567 | 0.034604 | 190.731 | 7.474 | 22.9093 | 20.5426 | 32.8601 | 22.326 | 0.0063
2024-01-01 | 7 | 0.06129 | 0.056924 | 0.043171 | 0.038796 | 195.394 | 7.5585 | 23.2318 | 20.8318 | 33.006 | 22.6403 | 0.0064
2025-01-01 | 8 | 0.057004 | 0.053392 | 0.044449 | 0.039479 | 202.044 | 7.577 | 23.7098 | 21.2605 | 32.9379 | 23.1062 | 0.0065
2026-01-01 | 9 | 0.056001 | 0.05233 | 0.047208 | 0.04111 | 209.833 | 7.652 | 24.0809 | 21.5932 | 32.9982 | 23.4678 | 0.0067
2027-01-01 | 10 | 0.059666 | 0.055791 | 0.044602 | 0.038723 | 217.839 | 7.6853 | 24.2784 | 21.7704 | 33.3096 | 23.6603 | 0.0068
2028-01-01 | 11 | 0.060756 | 0.053345 | 0.048055 | 0.039339 | 225.833 | 7.8079 | 24.3198 | 21.8074 | 33.4008 | 23.7006 | 0.0069
2029-01-01 | 12 | 0.062668 | 0.057282 | 0.046847 | 0.039619 | 233.877 | 7.9128 | 24.539 | 22.0041 | 33.4377 | 23.9143 | 0.007
2030-01-01 | 13 | 0.057378 | 0.054115 | 0.049368 | 0.045232 | 232.076 | 7.9717 | 24.9995 | 22.4169 | 33.697 | 24.363 | 0.0072
2031-01-01 | 14 | 0.056041 | 0.052196 | 0.044672 | 0.039065 | 233.146 | 8.1337 | 25.4095 | 22.7846 | 34.3675 | 24.7626 | 0.0073
2032-01-01 | 15 | 0.054449 | 0.050695 | 0.04572 | 0.039948 | 241.303 | 8.1457 | 25.9047 | 23.2287 | 34.8705 | 25.2452 | 0.0075
2033-01-01 | 16 | 0.056248 | 0.049044 | 0.045487 | 0.036929 | 239.641 | 8.0871 | 25.8221 | 23.1546 | 34.9674 | 25.1647 | 0.0076
2034-01-01 | 17 | 0.054849 | 0.045908 | 0.048419 | 0.037474 | 240.836 | 7.9942 | 26.1315 | 23.4321 | 35.3393 | 25.4662 | 0.0077
2035-01-01 | 18 | 0.056714 | 0.050322 | 0.052333 | 0.044744 | 249.119 | 8.0192 | 26.3478 | 23.6259 | 35.5091 | 25.6769 | 0.0079
2036-01-01 | 19 | 0.056883 | 0.049864 | 0.054445 | 0.046288 | 253.2753 | 8.0568 | 26.8777 | 24.1011 | 36.0379 | 26.1934 | 0.008
2037-01-01 | 20 | 0.057054 | 0.04941 | 0.056643 | 0.047886 | 257.501 | 8.0947 | 26.9529 | 24.1686 | 36.2808 | 26.2667 | 0.0082
2038-01-01 | 21 | 0.057224 | 0.04896 | 0.058929 | 0.049539 | 261.7966 | 8.1327 | 27.1194 | 24.3179 | 36.7643 | 26.4289 | 0.0083
2039-01-01 | 22 | 0.057395 | 0.048514 | 0.061308 | 0.051249 | 266.1646 | 8.1709 | 27.4916 | 24.6516 | 37.449 | 26.7916 | 0.0085
2040-01-01 | 23 | 0.057567 | 0.048073 | 0.063782 | 0.053018 | 270.6053 | 8.2093 | 27.6901 | 24.8296 | 37.7043 | 26.9851 | 0.0086
2041-01-01 | 24 | 0.057739 | 0.047635 | 0.066357 | 0.054848 | 275.1202 | 8.2479 | 27.7336 | 24.8687 | 38.1165 | 27.0275 | 0.0088
2042-01-01 | 25 | 0.057912 | 0.047202 | 0.069035 | 0.056741 | 279.7107 | 8.2866 | 27.7861 | 24.9157 | 38.3335 | 27.0786 | 0.009
2043-01-01 | 26 | 0.058085 | 0.046772 | 0.071822 | 0.0587 | 284.3772 | 8.3255 | 27.8474 | 24.9706 | 38.6451 | 27.1384 | 0.0091
2044-01-01 | 27 | 0.058259 | 0.046346 | 0.074721 | 0.060726 | 289.1213 | 8.3647 | 27.9454 | 25.0585 | 38.9136 | 27.2339 | 0.0093
2045-01-01 | 28 | 0.058433 | 0.045924 | 0.077737 | 0.062822 | 293.9452 | 8.404 | 28.0373 | 25.1409 | 39.0407 | 27.3234 | 0.0095
Note on H1: Author: NNE No Margin "All"
Note on I1: Author: Residential Distilate Fuel Oil
Note on J1: Author: Residential Kerosene
Note on K1: Author: Residential propane
Note on L1: Author: Cord Wood
Note on M1: Author: Pulled over from AESC 2015, V2

## AESC 2018 Avoided Costs Com
EffectiveDate | Year | Electric+DripeSeasonalWinterOnPeak | Electric+DripeSeasonalWinterOffPeak | Electric+DripeSeasonalSummerOnPeak | Electric+DripeSeasonalSummerOffPeak | Capacity+T&D | NaturalGasCommercial | HeatingOilCommercial | KeroseneCommercial | PropaneCommercial | WoodGreenwood | WaterCommercial | DefaultDiscountRate | DefaultGenerationMarkUp
2018-01-01 | 1 | 0.050399 | 0.04521 | 0.03354 | 0.026937 | 223.3975 | 5.6522 | 14.1591 | 14.631 | 26.9815 | 16.8619 | 0.0057 | 2.8 | 8
2019-01-01 | 2 | 0.053101 | 0.048226 | 0.034565 | 0.030155 | 223.49 | 5.3456 | 13.3557 | 13.8426 | 24.1213 | 15.8453 | 0.0058 | Default DR | 2.8
2020-01-01 | 3 | 0.057123 | 0.052668 | 0.041003 | 0.03523 | 199.394 | 6.1335 | 14.5897 | 15.1514 | 25.6207 | 17.2602 | 0.006 | RGGI DR | 2.8
2021-01-01 | 4 | 0.059585 | 0.054816 | 0.048811 | 0.040637 | 187.576 | 7.066 | 15.9601 | 16.5947 | 27.5719 | 18.8816 | 0.0061 | Blended DR | 2.8
2022-01-01 | 5 | 0.058171 | 0.052239 | 0.048031 | 0.038489 | 187.353 | 6.9968 | 17.3774 | 18.1137 | 30.0825 | 20.4134 | 0.0062
2023-01-01 | 6 | 0.0594 | 0.051678 | 0.044567 | 0.034604 | 190.731 | 7.011 | 19.0273 | 19.8442 | 32.8601 | 22.326 | 0.0063
2024-01-01 | 7 | 0.06129 | 0.056924 | 0.043171 | 0.038796 | 195.394 | 7.0962 | 19.296 | 20.1303 | 33.006 | 22.6403 | 0.0064
2025-01-01 | 8 | 0.057004 | 0.053392 | 0.044449 | 0.039479 | 202.044 | 7.1162 | 19.7942 | 20.6796 | 32.9379 | 23.1062 | 0.0065
2026-01-01 | 9 | 0.056001 | 0.05233 | 0.047208 | 0.04111 | 209.833 | 7.1921 | 20.1144 | 21.0226 | 32.9982 | 23.4678 | 0.0067
2027-01-01 | 10 | 0.059666 | 0.055791 | 0.044602 | 0.038723 | 217.839 | 7.2267 | 20.3321 | 21.2644 | 33.3096 | 23.6603 | 0.0068
2028-01-01 | 11 | 0.060756 | 0.053345 | 0.048055 | 0.039339 | 225.833 | 7.3495 | 20.3919 | 21.3329 | 33.4008 | 23.7006 | 0.0069
2029-01-01 | 12 | 0.062668 | 0.057282 | 0.046847 | 0.039619 | 233.877 | 7.4549 | 20.6335 | 21.6012 | 33.4377 | 23.9143 | 0.007
2030-01-01 | 13 | 0.057378 | 0.054115 | 0.049368 | 0.045232 | 232.076 | 7.5148 | 21.0508 | 22.0519 | 33.697 | 24.363 | 0.0072
2031-01-01 | 14 | 0.056041 | 0.052196 | 0.044672 | 0.039065 | 233.146 | 7.6766 | 21.4011 | 22.4266 | 34.3675 | 24.7626 | 0.0073
2032-01-01 | 15 | 0.054449 | 0.050695 | 0.04572 | 0.039948 | 241.303 | 7.69 | 21.812 | 22.8639 | 34.8705 | 25.2452 | 0.0075
2033-01-01 | 16 | 0.056248 | 0.049044 | 0.045487 | 0.036929 | 239.641 | 7.6333 | 21.7978 | 22.859 | 34.9674 | 25.1647 | 0.0076
2034-01-01 | 17 | 0.054849 | 0.045908 | 0.048419 | 0.037474 | 240.836 | 7.5424 | 22.0708 | 23.1526 | 35.3393 | 25.4662 | 0.0077
2035-01-01 | 18 | 0.056714 | 0.050322 | 0.052333 | 0.044744 | 249.119 | 7.5684 | 22.2367 | 23.3265 | 35.5091 | 25.6769 | 0.0079
2036-01-01 | 19 | 0.056883 | 0.049864 | 0.054445 | 0.046288 | 253.2753 | 7.6071 | 22.69 | 23.8115 | 36.0379 | 26.1934 | 0.008
2037-01-01 | 20 | 0.057054 | 0.04941 | 0.056643 | 0.047886 | 257.501 | 7.646 | 22.7364 | 23.8578 | 36.2808 | 26.2667 | 0.0082
2038-01-01 | 21 | 0.057224 | 0.04896 | 0.058929 | 0.049539 | 261.7966 | 7.6851 | 22.8367 | 23.9574 | 36.7643 | 26.4289 | 0.0083
2039-01-01 | 22 | 0.057395 | 0.048514 | 0.061308 | 0.051249 | 266.1646 | 7.7244 | 23.1403 | 24.2795 | 37.449 | 26.7916 | 0.0085
2040-01-01 | 23 | 0.057567 | 0.048073 | 0.063782 | 0.053018 | 270.6053 | 7.7639 | 23.272 | 24.4134 | 37.7043 | 26.9851 | 0.0086
2041-01-01 | 24 | 0.057739 | 0.047635 | 0.066357 | 0.054848 | 275.1202 | 7.8036 | 23.3174 | 24.4635 | 38.1165 | 27.0275 | 0.0088
2042-01-01 | 25 | 0.057912 | 0.047202 | 0.069035 | 0.056741 | 279.7107 | 7.8435 | 23.2982 | 24.4311 | 38.3335 | 27.0786 | 0.009
2043-01-01 | 26 | 0.058085 | 0.046772 | 0.071822 | 0.0587 | 284.3772 | 7.8836 | 23.3117 | 24.4385 | 38.6451 | 27.1384 | 0.0091
2044-01-01 | 27 | 0.058259 | 0.046346 | 0.074721 | 0.060726 | 289.1213 | 7.9239 | 23.3574 | 24.4804 | 38.9136 | 27.2339 | 0.0093
2045-01-01 | 28 | 0.058433 | 0.045924 | 0.077737 | 0.062822 | 293.9452 | 7.9645 | 23.4542 | 24.5873 | 39.0407 | 27.3234 | 0.0095
Note on H1: Author: NNE No Margin "All"
Note on I1: Author: Residential Distilate Fuel Oil
Note on J1: Author: Industrial Kerosene
Note on K1: Author: Commercial propane
Note on L1: Author: Cord Wood
Note on M1: Author: Pulled over from AESC 2015, V2